{"text_format":"2","workbook":"xls","n_sheets":1,"sheets":["TDSheet"],"not_rendered":{"charts":0,"images":0,"macros":0,"external_links":0,"defined_names":0,"comments":0,"pivot_tables":0},"unopened":[],"bounds":{"document_bytes":16777216,"sheet_cells":100000,"run_cost":"one","rows_first":2000,"rows_last":500,"rows_between":2000,"halvings":0,"cell_chars":16384,"cell_head_chars":4096},"cells_cut":0,"cells_raw":0,"read":"whole","date_system":"1900","formulas":"cached_only"}

{"sheet":"TDSheet","index":0,"n_rows":1939,"n_cols":17,"rows_kept":1939,"cut":false,"hidden":false,"merged":[[1933,13,1933,15],[1934,4,1934,6],[1934,9,1934,10],[1934,11,1934,12],[1934,13,1934,15],[1937,2,1937,4],[1937,10,1937,11],[1931,0,1932,2],[1931,9,1931,10],[1931,11,1931,12],[1932,9,1932,10],[1932,11,1932,12],[1933,0,1934,2],[1933,4,1933,6],[1933,9,1933,10],[1933,11,1933,12],[1927,0,1928,2],[1927,9,1927,10],[1927,11,1927,12],[1928,9,1928,10],[1928,11,1928,12],[1929,0,1930,2],[1929,9,1929,10],[1929,11,1929,12],[1930,9,1930,10],[1930,11,1930,12],[1923,0,1924,2],[1923,4,1923,6],[1923,11,1923,12],[1924,4,1924,6],[1924,11,1924,12],[1925,0,1926,2],[1925,9,1925,10],[1925,11,1925,12],[1926,9,1926,10],[1926,11,1926,12],[1919,0,1920,2],[1919,4,1919,6],[1919,11,1919,12],[1920,4,1920,6],[1920,11,1920,12],[1921,0,1922,2],[1921,4,1921,6],[1921,11,1921,12],[1922,4,1922,6],[1922,11,1922,12],[1917,0,1918,2],[1917,4,1917,6],[1917,11,1917,12],[1917,13,1917,15],[1918,4,1918,6],[1918,11,1918,12],[1918,13,1918,15],[1914,13,1914,15],[1915,0,1916,2],[1915,4,1915,6],[1915,11,1915,12],[1915,13,1915,15],[1916,4,1916,6],[1916,11,1916,12],[1916,13,1916,15],[1911,13,1911,15],[1912,9,1912,10],[1912,11,1912,12],[1912,13,1912,15],[1913,0,1914,2],[1913,4,1913,6],[1913,11,1913,12],[1913,13,1913,15],[1914,4,1914,6],[1914,11,1914,12],[1909,0,1910,2],[1909,4,1909,6],[1909,11,1909,12],[1910,4,1910,6],[1910,11,1910,12],[1911,0,1912,2],[1911,9,1911,10],[1911,11,1911,12],[1907,0,1908,2],[1907,4,1907,6],[1907,9,1907,10],[1907,11,1907,12],[1907,13,1907,15],[1908,4,1908,6],[1908,9,1908,10],[1908,11,1908,12],[1908,13,1908,15],[1905,0,1906,2],[1905,4,1905,6],[1905,9,1905,10],[1905,11,1905,12],[1905,13,1905,15],[1906,4,1906,6],[1906,9,1906,10],[1906,11,1906,12],[1906,13,1906,15],[1901,0,1902,2],[1901,9,1901,10],[1901,11,1901,12],[1902,9,1902,10],[1902,11,1902,12],[1903,0,1904,2],[1903,9,1903,10],[1903,11,1903,12],[1904,9,1904,10],[1904,11,1904,12],[1897,0,1898,2],[1897,4,1897,6],[1897,13,1897,15],[1898,4,1898,6],[1898,13,1898,15],[1899,0,1900,2],[1899,9,1899,10],[1899,11,1899,12],[1900,9,1900,10],[1900,11,1900,12],[1893,0,1894,2],[1893,4,1893,6],[1893,13,1893,15],[1894,4,1894,6],[1894,13,1894,15],[1895,0,1896,2],[1895,4,1895,6],[1895,13,1895,15],[1896,4,1896,6],[1896,13,1896,15],[1889,0,1890,2],[1889,4,1889,6],[1889,13,1889,15],[1890,4,1890,6],[1890,13,1890,15],[1891,0,1892,2],[1891,4,1891,6],[1891,13,1891,15],[1892,4,1892,6],[1892,13,1892,15],[1885,0,1886,2],[1885,9,1885,10],[1885,13,1885,15],[1886,9,1886,10],[1886,13,1886,15],[1887,0,1888,2],[1887,4,1887,6],[1887,13,1887,15],[1888,4,1888,6],[1888,13,1888,15],[1881,0,1882,2],[1881,4,1881,6],[1881,11,1881,12],[1882,4,1882,6],[1882,11,1882,12],[1883,0,1884,2],[1883,4,1883,6],[1883,11,1883,12],[1884,4,1884,6],[1884,11,1884,12],[1879,0,1880,2],[1879,4,1879,6],[1879,9,1879,10],[1879,11,1879,12],[1879,13,1879,15],[1880,4,1880,6],[1880,9,1880,10],[1880,11,1880,12],[1880,13,1880,15],[1877,0,1878,2],[1877,4,1877,6],[1877,9,1877,10],[1877,11,1877,12],[1877,13,1877,15],[1878,4,1878,6],[1878,9,1878,10],[1878,11,1878,12],[1878,13,1878,15],[1873,0,1874,2],[1873,9,1873,10],[1873,11,1873,12],[1874,9,1874,10],[1874,11,1874,12],[1875,0,1876,2],[1875,4,1875,6],[1875,11,1875,12],[1876,4,1876,6],[1876,11,1876,12],[1870,11,1870,12],[1871,0,1872,2],[1871,4,1871,6],[1871,9,1871,10],[1871,11,1871,12],[1872,4,1872,6],[1872,9,1872,10],[1872,11,1872,12],[1867,13,1867,15],[1868,9,1868,10],[1868,11,1868,12],[1868,13,1868,15],[1869,0,1870,2],[1869,4,1869,6],[1869,9,1869,10],[1869,11,1869,12],[1870,4,1870,6],[1870,9,1870,10],[1865,0,1866,2],[1865,9,1865,10],[1865,11,1865,12],[1866,9,1866,10],[1866,11,1866,12],[1867,0,1868,2],[1867,9,1867,10],[1867,11,1867,12],[1862,9,1862,10],[1862,11,1862,12],[1862,13,1862,15],[1863,0,1864,2],[1863,4,1863,6],[1863,11,1863,12],[1864,4,1864,6],[1864,11,1864,12],[1860,4,1860,6],[1860,9,1860,10],[1860,11,1860,12],[1860,13,1860,15],[1861,0,1862,2],[1861,4,1861,6],[1861,9,1861,10],[1861,11,1861,12],[1861,13,1861,15],[1862,4,1862,6],[1857,0,1858,2],[1857,4,1857,6],[1857,13,1857,15],[1858,4,1858,6],[1858,13,1858,15],[1859,0,1860,2],[1859,4,1859,6],[1859,9,1859,10],[1859,11,1859,12],[1859,13,1859,15],[1853,0,1854,2],[1853,4,1853,6],[1853,13,1853,15],[1854,4,1854,6],[1854,13,1854,15],[1855,0,1856,2],[1855,4,1855,6],[1855,13,1855,15],[1856,4,1856,6],[1856,13,1856,15],[1849,0,1850,2],[1849,9,1849,10],[1849,11,1849,12],[1850,9,1850,10],[1850,11,1850,12],[1851,0,1852,2],[1851,9,1851,10],[1851,11,1851,12],[1852,9,1852,10],[1852,11,1852,12],[1845,0,1846,2],[1845,9,1845,10],[1845,11,1845,12],[1846,9,1846,10],[1846,11,1846,12],[1847,0,1848,2],[1847,9,1847,10],[1847,11,1847,12],[1848,9,1848,10],[1848,11,1848,12],[1841,0,1842,2],[1841,9,1841,10],[1841,11,1841,12],[1842,9,1842,10],[1842,11,1842,12],[1843,0,1844,2],[1843,9,1843,10],[1843,11,1843,12],[1844,9,1844,10],[1844,11,1844,12],[1837,0,1838,2],[1837,9,1837,10],[1837,11,1837,12],[1838,9,1838,10],[1838,11,1838,12],[1839,0,1840,2],[1839,9,1839,10],[1839,11,1839,12],[1840,9,1840,10],[1840,11,1840,12],[1833,0,1834,2],[1833,9,1833,10],[1833,11,1833,12],[1834,9,1834,10],[1834,11,1834,12],[1835,0,1836,2],[1835,9,1835,10],[1835,11,1835,12],[1836,9,1836,10],[1836,11,1836,12],[1829,0,1830,2],[1829,9,1829,10],[1829,11,1829,12],[1830,9,1830,10],[1830,11,1830,12],[1831,0,1832,2],[1831,9,1831,10],[1831,11,1831,12],[1832,9,1832,10],[1832,11,1832,12],[1827,0,1828,2],[1827,9,1827,10],[1827,11,1827,12],[1827,13,1827,15],[1828,9,1828,10],[1828,11,1828,12],[1828,13,1828,15],[1825,0,1826,2],[1825,9,1825,10],[1825,11,1825,12],[1825,13,1825,15],[1826,9,1826,10],[1826,11,1826,12],[1826,13,1826,15],[1823,0,1824,2],[1823,9,1823,10],[1823,11,1823,12],[1823,13,1823,15],[1824,9,1824,10],[1824,11,1824,12],[1824,13,1824,15],[1819,0,1820,2],[1819,9,1819,10],[1819,11,1819,12],[1820,9,1820,10],[1820,11,1820,12],[1821,0,1822,2],[1821,9,1821,10],[1821,11,1821,12],[1822,9,1822,10],[1822,11,1822,12],[1815,0,1816,2],[1815,9,1815,10],[1815,11,1815,12],[1816,9,1816,10],[1816,11,1816,12],[1817,0,1818,2],[1817,9,1817,10],[1817,11,1817,12],[1818,9,1818,10],[1818,11,1818,12],[1811,0,1812,2],[1811,9,1811,10],[1811,11,1811,12],[1812,9,1812,10],[1812,11,1812,12],[1813,0,1814,2],[1813,9,1813,10],[1813,11,1813,12],[1814,9,1814,10],[1814,11,1814,12],[1807,0,1808,2],[1807,9,1807,10],[1807,11,1807,12],[1808,9,1808,10],[1808,11,1808,12],[1809,0,1810,2],[1809,9,1809,10],[1809,11,1809,12],[1810,9,1810,10],[1810,11,1810,12],[1803,0,1804,2],[1803,9,1803,10],[1803,11,1803,12],[1804,9,1804,10],[1804,11,1804,12],[1805,0,1806,2],[1805,9,1805,10],[1805,11,1805,12],[1806,9,1806,10],[1806,11,1806,12],[1799,0,1800,2],[1799,9,1799,10],[1799,11,1799,12],[1800,9,1800,10],[1800,11,1800,12],[1801,0,1802,2],[1801,9,1801,10],[1801,11,1801,12],[1802,9,1802,10],[1802,11,1802,12],[1795,0,1796,2],[1795,9,1795,10],[1795,11,1795,12],[1796,9,1796,10],[1796,11,1796,12],[1797,0,1798,2],[1797,9,1797,10],[1797,11,1797,12],[1798,9,1798,10],[1798,11,1798,12],[1791,0,1792,2],[1791,9,1791,10],[1791,11,1791,12],[1792,9,1792,10],[1792,11,1792,12],[1793,0,1794,2],[1793,9,1793,10],[1793,11,1793,12],[1794,9,1794,10],[1794,11,1794,12],[1787,0,1788,2],[1787,9,1787,10],[1787,11,1787,12],[1788,9,1788,10],[1788,11,1788,12],[1789,0,1790,2],[1789,9,1789,10],[1789,11,1789,12],[1790,9,1790,10],[1790,11,1790,12],[1783,0,1784,2],[1783,4,1783,6],[1783,11,1783,12],[1784,4,1784,6],[1784,11,1784,12],[1785,0,1786,2],[1785,4,1785,6],[1785,11,1785,12],[1786,4,1786,6],[1786,11,1786,12],[1779,0,1780,2],[1779,4,1779,6],[1779,11,1779,12],[1780,4,1780,6],[1780,11,1780,12],[1781,0,1782,2],[1781,4,1781,6],[1781,11,1781,12],[1782,4,1782,6],[1782,11,1782,12],[1775,0,1776,2],[1775,4,1775,6],[1775,11,1775,12],[1776,4,1776,6],[1776,11,1776,12],[1777,0,1778,2],[1777,4,1777,6],[1777,11,1777,12],[1778,4,1778,6],[1778,11,1778,12],[1773,0,1774,2],[1773,9,1773,10],[1773,11,1773,12],[1773,13,1773,15],[1774,9,1774,10],[1774,11,1774,12],[1774,13,1774,15],[1771,0,1772,2],[1771,9,1771,10],[1771,11,1771,12],[1771,13,1771,15],[1772,9,1772,10],[1772,11,1772,12],[1772,13,1772,15],[1769,0,1770,2],[1769,9,1769,10],[1769,11,1769,12],[1769,13,1769,15],[1770,9,1770,10],[1770,11,1770,12],[1770,13,1770,15],[1765,0,1766,2],[1765,4,1765,6],[1765,11,1765,12],[1766,4,1766,6],[1766,11,1766,12],[1767,0,1768,2],[1767,9,1767,10],[1767,11,1767,12],[1768,9,1768,10],[1768,11,1768,12],[1762,9,1762,10],[1762,11,1762,12],[1763,0,1764,2],[1763,4,1763,6],[1763,9,1763,10],[1763,11,1763,12],[1764,4,1764,6],[1764,9,1764,10],[1764,11,1764,12],[1759,0,1760,2],[1759,9,1759,10],[1759,11,1759,12],[1760,9,1760,10],[1760,11,1760,12],[1761,0,1762,2],[1761,4,1761,6],[1761,9,1761,10],[1761,11,1761,12],[1762,4,1762,6],[1755,0,1756,2],[1755,9,1755,10],[1755,11,1755,12],[1756,9,1756,10],[1756,11,1756,12],[1757,0,1758,2],[1757,9,1757,10],[1757,11,1757,12],[1758,9,1758,10],[1758,11,1758,12],[1753,0,1754,2],[1753,4,1753,6],[1753,11,1753,12],[1753,13,1753,15],[1754,4,1754,6],[1754,11,1754,12],[1754,13,1754,15],[1751,0,1752,2],[1751,4,1751,6],[1751,11,1751,12],[1751,13,1751,15],[1752,4,1752,6],[1752,11,1752,12],[1752,13,1752,15],[1749,0,1750,2],[1749,4,1749,6],[1749,11,1749,12],[1749,13,1749,15],[1750,4,1750,6],[1750,11,1750,12],[1750,13,1750,15],[1745,0,1746,2],[1745,9,1745,10],[1745,11,1745,12],[1746,9,1746,10],[1746,11,1746,12],[1747,0,1748,2],[1747,9,1747,10],[1747,11,1747,12],[1748,9,1748,10],[1748,11,1748,12],[1741,0,1742,2],[1741,9,1741,10],[1741,11,1741,12],[1742,9,1742,10],[1742,11,1742,12],[1743,0,1744,2],[1743,9,1743,10],[1743,11,1743,12],[1744,9,1744,10],[1744,11,1744,12],[1737,0,1738,2],[1737,4,1737,6],[1737,13,1737,15],[1738,4,1738,6],[1738,13,1738,15],[1739,0,1740,2],[1739,4,1739,6],[1739,13,1739,15],[1740,4,1740,6],[1740,13,1740,15],[1733,0,1734,2],[1733,9,1733,10],[1733,13,1733,15],[1734,9,1734,10],[1734,13,1734,15],[1735,0,1736,2],[1735,4,1735,6],[1735,13,1735,15],[1736,4,1736,6],[1736,13,1736,15],[1729,13,1729,15],[1730,9,1730,10],[1730,13,1730,15],[1731,0,1732,2],[1731,9,1731,10],[1731,13,1731,15],[1732,9,1732,10],[1732,13,1732,15],[1727,0,1728,2],[1727,9,1727,10],[1727,11,1727,12],[1728,9,1728,10],[1728,11,1728,12],[1729,0,1730,2],[1729,9,1729,10],[1723,0,1724,2],[1723,9,1723,10],[1723,11,1723,12],[1724,9,1724,10],[1724,11,1724,12],[1725,0,1726,2],[1725,9,1725,10],[1725,11,1725,12],[1726,9,1726,10],[1726,11,1726,12],[1719,0,1720,2],[1719,4,1719,6],[1719,11,1719,12],[1720,4,1720,6],[1720,11,1720,12],[1721,0,1722,2],[1721,9,1721,10],[1721,11,1721,12],[1722,9,1722,10],[1722,11,1722,12],[1715,0,1716,2],[1715,4,1715,6],[1715,11,1715,12],[1716,4,1716,6],[1716,11,1716,12],[1717,0,1718,2],[1717,4,1717,6],[1717,11,1717,12],[1718,4,1718,6],[1718,11,1718,12],[1711,0,1712,2],[1711,9,1711,10],[1711,11,1711,12],[1712,9,1712,10],[1712,11,1712,12],[1713,0,1714,2],[1713,9,1713,10],[1713,11,1713,12],[1714,9,1714,10],[1714,11,1714,12],[1707,0,1708,2],[1707,9,1707,10],[1707,11,1707,12],[1708,9,1708,10],[1708,11,1708,12],[1709,0,1710,2],[1709,9,1709,10],[1709,11,1709,12],[1710,9,1710,10],[1710,11,1710,12],[1703,0,1704,2],[1703,9,1703,10],[1703,11,1703,12],[1704,9,1704,10],[1704,11,1704,12],[1705,0,1706,2],[1705,9,1705,10],[1705,11,1705,12],[1706,9,1706,10],[1706,11,1706,12],[1699,0,1700,2],[1699,9,1699,10],[1699,11,1699,12],[1700,9,1700,10],[1700,11,1700,12],[1701,0,1702,2],[1701,9,1701,10],[1701,11,1701,12],[1702,9,1702,10],[1702,11,1702,12],[1695,0,1696,2],[1695,9,1695,10],[1695,11,1695,12],[1696,9,1696,10],[1696,11,1696,12],[1697,0,1698,2],[1697,9,1697,10],[1697,11,1697,12],[1698,9,1698,10],[1698,11,1698,12],[1691,0,1692,2],[1691,9,1691,10],[1691,11,1691,12],[1692,9,1692,10],[1692,11,1692,12],[1693,0,1694,2],[1693,9,1693,10],[1693,11,1693,12],[1694,9,1694,10],[1694,11,1694,12],[1687,0,1688,2],[1687,9,1687,10],[1687,11,1687,12],[1688,9,1688,10],[1688,11,1688,12],[1689,0,1690,2],[1689,9,1689,10],[1689,11,1689,12],[1690,9,1690,10],[1690,11,1690,12],[1683,0,1684,2],[1683,9,1683,10],[1683,11,1683,12],[1684,9,1684,10],[1684,11,1684,12],[1685,0,1686,2],[1685,9,1685,10],[1685,11,1685,12],[1686,9,1686,10],[1686,11,1686,12],[1679,0,1680,2],[1679,9,1679,10],[1679,11,1679,12],[1680,9,1680,10],[1680,11,1680,12],[1681,0,1682,2],[1681,9,1681,10],[1681,11,1681,12],[1682,9,1682,10],[1682,11,1682,12],[1675,0,1676,2],[1675,9,1675,10],[1675,11,1675,12],[1676,9,1676,10],[1676,11,1676,12],[1677,0,1678,2],[1677,9,1677,10],[1677,11,1677,12],[1678,9,1678,10],[1678,11,1678,12],[1671,0,1672,2],[1671,9,1671,10],[1671,11,1671,12],[1672,9,1672,10],[1672,11,1672,12],[1673,0,1674,2],[1673,9,1673,10],[1673,11,1673,12],[1674,9,1674,10],[1674,11,1674,12],[1667,0,1668,2],[1667,9,1667,10],[1667,11,1667,12],[1668,9,1668,10],[1668,11,1668,12],[1669,0,1670,2],[1669,9,1669,10],[1669,11,1669,12],[1670,9,1670,10],[1670,11,1670,12],[1665,0,1666,2],[1665,9,1665,10],[1665,11,1665,12],[1665,13,1665,15],[1666,9,1666,10],[1666,11,1666,12],[1666,13,1666,15],[1662,4,1662,6],[1662,9,1662,10],[1662,11,1662,12],[1662,13,1662,15],[1663,0,1664,2],[1663,4,1663,6],[1663,11,1663,12],[1664,4,1664,6],[1664,11,1664,12],[1659,13,1659,15],[1660,4,1660,6],[1660,9,1660,10],[1660,11,1660,12],[1660,13,1660,15],[1661,0,1662,2],[1661,4,1661,6],[1661,9,1661,10],[1661,11,1661,12],[1661,13,1661,15],[1657,0,1658,2],[1657,9,1657,10],[1657,11,1657,12],[1658,9,1658,10],[1658,11,1658,12],[1659,0,1660,2],[1659,4,1659,6],[1659,9,1659,10],[1659,11,1659,12],[1653,0,1654,2],[1653,9,1653,10],[1653,11,1653,12],[1654,9,1654,10],[1654,11,1654,12],[1655,0,1656,2],[1655,9,1655,10],[1655,11,1655,12],[1656,9,1656,10],[1656,11,1656,12],[1649,0,1650,2],[1649,9,1649,10],[1649,11,1649,12],[1650,9,1650,10],[1650,11,1650,12],[1651,0,1652,2],[1651,9,1651,10],[1651,11,1651,12],[1652,9,1652,10],[1652,11,1652,12],[1645,0,1646,2],[1645,9,1645,10],[1645,11,1645,12],[1646,9,1646,10],[1646,11,1646,12],[1647,0,1648,2],[1647,9,1647,10],[1647,11,1647,12],[1648,9,1648,10],[1648,11,1648,12],[1641,0,1642,2],[1641,9,1641,10],[1641,11,1641,12],[1642,9,1642,10],[1642,11,1642,12],[1643,0,1644,2],[1643,9,1643,10],[1643,11,1643,12],[1644,9,1644,10],[1644,11,1644,12],[1637,0,1638,2],[1637,9,1637,10],[1637,11,1637,12],[1638,9,1638,10],[1638,11,1638,12],[1639,0,1640,2],[1639,9,1639,10],[1639,11,1639,12],[1640,9,1640,10],[1640,11,1640,12],[1633,0,1634,2],[1633,4,1633,6],[1633,13,1633,15],[1634,4,1634,6],[1634,13,1634,15],[1635,0,1636,2],[1635,9,1635,10],[1635,11,1635,12],[1636,9,1636,10],[1636,11,1636,12],[1629,0,1630,2],[1629,4,1629,6],[1629,13,1629,15],[1630,4,1630,6],[1630,13,1630,15],[1631,0,1632,2],[1631,4,1631,6],[1631,13,1631,15],[1632,4,1632,6],[1632,13,1632,15],[1625,0,1626,2],[1625,9,1625,10],[1625,11,1625,12],[1626,9,1626,10],[1626,11,1626,12],[1627,0,1628,2],[1627,9,1627,10],[1627,11,1627,12],[1628,9,1628,10],[1628,11,1628,12],[1621,0,1622,2],[1621,9,1621,10],[1621,11,1621,12],[1622,9,1622,10],[1622,11,1622,12],[1623,0,1624,2],[1623,9,1623,10],[1623,11,1623,12],[1624,9,1624,10],[1624,11,1624,12],[1617,0,1618,2],[1617,9,1617,10],[1617,11,1617,12],[1618,9,1618,10],[1618,11,1618,12],[1619,0,1620,2],[1619,9,1619,10],[1619,11,1619,12],[1620,9,1620,10],[1620,11,1620,12],[1613,0,1614,2],[1613,4,1613,6],[1613,11,1613,12],[1614,4,1614,6],[1614,11,1614,12],[1615,0,1616,2],[1615,9,1615,10],[1615,11,1615,12],[1616,9,1616,10],[1616,11,1616,12],[1609,0,1610,2],[1609,4,1609,6],[1609,11,1609,12],[1610,4,1610,6],[1610,11,1610,12],[1611,0,1612,2],[1611,4,1611,6],[1611,11,1611,12],[1612,4,1612,6],[1612,11,1612,12],[1605,0,1606,2],[1605,9,1605,10],[1605,11,1605,12],[1606,9,1606,10],[1606,11,1606,12],[1607,0,1608,2],[1607,9,1607,10],[1607,11,1607,12],[1608,9,1608,10],[1608,11,1608,12],[1601,0,1602,2],[1601,9,1601,10],[1601,11,1601,12],[1602,9,1602,10],[1602,11,1602,12],[1603,0,1604,2],[1603,9,1603,10],[1603,11,1603,12],[1604,9,1604,10],[1604,11,1604,12],[1597,0,1598,2],[1597,4,1597,6],[1597,13,1597,15],[1598,4,1598,6],[1598,13,1598,15],[1599,0,1600,2],[1599,4,1599,6],[1599,13,1599,15],[1600,4,1600,6],[1600,13,1600,15],[1593,13,1593,15],[1594,9,1594,10],[1594,11,1594,12],[1594,13,1594,15],[1595,0,1596,2],[1595,4,1595,6],[1595,13,1595,15],[1596,4,1596,6],[1596,13,1596,15],[1591,0,1592,2],[1591,9,1591,10],[1591,11,1591,12],[1592,9,1592,10],[1592,11,1592,12],[1593,0,1594,2],[1593,9,1593,10],[1593,11,1593,12],[1589,0,1590,2],[1589,9,1589,10],[1589,11,1589,12],[1589,13,1589,15],[1590,9,1590,10],[1590,11,1590,12],[1590,13,1590,15],[1587,0,1588,2],[1587,9,1587,10],[1587,11,1587,12],[1587,13,1587,15],[1588,9,1588,10],[1588,11,1588,12],[1588,13,1588,15],[1583,0,1584,2],[1583,9,1583,10],[1583,11,1583,12],[1584,9,1584,10],[1584,11,1584,12],[1585,0,1586,2],[1585,9,1585,10],[1585,11,1585,12],[1586,9,1586,10],[1586,11,1586,12],[1579,0,1580,2],[1579,9,1579,10],[1579,11,1579,12],[1580,9,1580,10],[1580,11,1580,12],[1581,0,1582,2],[1581,9,1581,10],[1581,11,1581,12],[1582,9,1582,10],[1582,11,1582,12],[1576,13,1576,15],[1577,0,1578,2],[1577,9,1577,10],[1577,11,1577,12],[1577,13,1577,15],[1578,9,1578,10],[1578,11,1578,12],[1578,13,1578,15],[1573,13,1573,15],[1574,9,1574,10],[1574,11,1574,12],[1574,13,1574,15],[1575,0,1576,2],[1575,9,1575,10],[1575,11,1575,12],[1575,13,1575,15],[1576,9,1576,10],[1576,11,1576,12],[1571,0,1572,2],[1571,9,1571,10],[1571,11,1571,12],[1572,9,1572,10],[1572,11,1572,12],[1573,0,1574,2],[1573,9,1573,10],[1573,11,1573,12],[1567,0,1568,2],[1567,9,1567,10]],"merged_total":5178,"flags":["formulas_cached_only","merged_cut"]}
["ООО \"XXX\""]
["Оборотно-сальдовая ведомость по счету 41.01 за 2015 г."]
[]
["Единица измерения:","рубль (код по ОКЕИ 383)"]
[]
["Счет",null,null,"Показатели","Сальдо на начало периода",{"$nulls":4},"Обороты за период",null,null,null,"Сальдо на конец периода"]
["Номенклатура",null,null,null,"Дебет",null,null,"Кредит",null,"Дебет",null,"Кредит",null,"Дебет",null,null,"Кредит"]
["Склады"]
["Партии"]
["41.01",null,null,"БУ",1631034.81,{"$nulls":4},10963699.28,null,12051048.91,null,543685.18]
[null,null,null,"Кол.",2521.237,{"$nulls":4},14085.4,null,11388.6,null,5218.037]
["6EP13321SH71 Simatic S7-1200 Power module PM1207 Stabilised power supply input: 120/230 V AC, output",null,null,"БУ",{"$nulls":5},2903.37,null,2903.37]
[null,null,null,"Кол.",{"$nulls":5},1,null,1]
["Основной склад",null,null,"БУ",{"$nulls":5},2903.37,null,2903.37]
[null,null,null,"Кол.",{"$nulls":5},1,null,1]
["Поступление товаров и услуг 00000000199 от 11.09.2014 15:07:27",null,null,"БУ",{"$nulls":5},2903.37,null,2903.37]
[null,null,null,"Кол.",{"$nulls":5},1,null,1]
["6ES72111BE400XB0 SIMATIC S7-1200  CPU 1211C AC/DC/RLY 120/230В AC",null,null,"БУ",{"$nulls":5},31361,null,31361]
[null,null,null,"Кол.",{"$nulls":5},4,null,4]
["Основной склад",null,null,"БУ",{"$nulls":5},31361,null,31361]
[null,null,null,"Кол.",{"$nulls":5},4,null,4]
["Поступление товаров и услуг 00000000176 от 13.08.2015 14:05:39",null,null,"БУ",{"$nulls":5},31361,null,31361]
[null,null,null,"Кол.",{"$nulls":5},4,null,4]
["6ES72221HF320XB0 Simatic S7-1200, модуль дискретного вывода SM 1222, 8DO, релейные выходы 2А",null,null,"БУ",3520.12,{"$nulls":8},3520.12]
[null,null,null,"Кол.",1,{"$nulls":8},1]
["Основной склад",null,null,"БУ",3520.12,{"$nulls":8},3520.12]
[null,null,null,"Кол.",1,{"$nulls":8},1]
["Поступление товаров и услуг 00000000148 от 18.07.2014 15:12:58",null,null,"БУ",3520.12,{"$nulls":8},3520.12]
[null,null,null,"Кол.",1,{"$nulls":8},1]
["6ES72324HA300XB0 SIMATIC S7-1200 SB1232  1AO",null,null,"БУ",{"$nulls":5},12125.09,null,12125.09]
[null,null,null,"Кол.",{"$nulls":5},3,null,3]
["Основной склад",null,null,"БУ",{"$nulls":5},12125.09,null,12125.09]
[null,null,null,"Кол.",{"$nulls":5},3,null,3]
["Поступление товаров и услуг 00000000176 от 13.08.2015 14:05:39",null,null,"БУ",{"$nulls":5},12125.09,null,12125.09]
[null,null,null,"Кол.",{"$nulls":5},3,null,3]
["6GK1901-1BB10-2AA0 SIMATIC NET IE FC RJ45 ШТЕКЕР, 180 RJ45, ШТЕКЕРНЫЙ СОЕДИНИТЕЛЬ С МЕТАЛ. КОРПУСОМ",null,null,"БУ",{"$nulls":5},5270.12,null,5270.12]
[null,null,null,"Кол.",{"$nulls":5},12,null,12]
["Основной склад",null,null,"БУ",{"$nulls":5},5270.12,null,5270.12]
[null,null,null,"Кол.",{"$nulls":5},12,null,12]
["Поступление товаров и услуг 00000000460 от 20.12.2013 16:06:29",null,null,"БУ",{"$nulls":5},5270.12,null,5270.12]
[null,null,null,"Кол.",{"$nulls":5},12,null,12]
["6GK19011BB102AE0 SIMATIC NET IE FC RJ45 ШТЕКЕР, 180 RJ45, ШТЕКЕРНЫЙ СОЕДИНИТЕЛЬ С МЕТАЛ. КОРПУСОМ",null,null,"БУ",{"$nulls":5},133646.06,null,119233.47,null,14412.59]
[null,null,null,"Кол.",{"$nulls":5},214,null,194,null,20]
["Основной склад",null,null,"БУ",{"$nulls":5},133646.06,null,119233.47,null,14412.59]
[null,null,null,"Кол.",{"$nulls":5},214,null,194,null,20]
["Поступление товаров и услуг 00000000460 от 20.12.2013 16:06:29",null,null,"БУ",{"$nulls":5},9661.89,null,9661.89]
[null,null,null,"Кол.",{"$nulls":5},22,null,22]
["Поступление товаров и услуг 00000000036 от 12.02.2014 10:17:55",null,null,"БУ",{"$nulls":5},12684.34,null,12684.34]
[null,null,null,"Кол.",{"$nulls":5},26,null,26]
["Поступление товаров и услуг 00000000149 от 18.07.2014 15:12:59",null,null,"БУ",{"$nulls":5},2062.81,null,2062.81]
[null,null,null,"Кол.",{"$nulls":5},3,null,3]
["Поступление товаров и услуг 00000000175 от 13.08.2015 14:03:00",null,null,"БУ",{"$nulls":5},29892.37,null,29892.37]
[null,null,null,"Кол.",{"$nulls":5},50,null,50]
["Поступление товаров и услуг 00000000176 от 13.08.2015 14:05:39",null,null,"БУ",{"$nulls":5},7281.68,null,7281.68]
[null,null,null,"Кол.",{"$nulls":5},13,null,13]
["Поступление товаров и услуг 00000000281 от 24.09.2015 10:57:41",null,null,"БУ",{"$nulls":5},72062.97,null,57650.38,null,14412.59]
[null,null,null,"Кол.",{"$nulls":5},100,null,80,null,20]
["6XV1830-0EH10 SIMATIC NET, СТАНДАРТНЫЙ ЭКРАНИРОВАННЫЙ PROFIBUS КАБЕЛЬ ДЛЯ БЫСТРОГО МОНТАЖА (FC)",null,null,"БУ",{"$nulls":5},13822.13,null,13822.13]
[null,null,null,"Кол.",{"$nulls":5},160,null,160]
["Основной склад",null,null,"БУ",{"$nulls":5},13822.13,null,13822.13]
[null,null,null,"Кол.",{"$nulls":5},160,null,160]
["Поступление товаров и услуг 00000000287 от 18.11.2014 15:38:56",null,null,"БУ",{"$nulls":5},4141.3,null,4141.3]
[null,null,null,"Кол.",{"$nulls":5},60,null,60]
["Поступление товаров и услуг 00000000238 от 01.09.2015 14:57:28",null,null,"БУ",{"$nulls":5},9680.83,null,9680.83]
[null,null,null,"Кол.",{"$nulls":5},100,null,100]
["6XV18402AH10 SIMATIC NET, FC СТАНДАРТНЫЙ ЭКРАНИРОВАННЫЙ IE TP КАБЕЛЬ ДЛЯ БЫСТРОГО МОНТАЖА",null,null,"БУ",2937.74,{"$nulls":4},163448.89,null,166386.63]
[null,null,null,"Кол.",40,{"$nulls":4},1595,null,1635]
["Основной склад",null,null,"БУ",2937.74,{"$nulls":4},163448.89,null,166386.63]
[null,null,null,"Кол.",40,{"$nulls":4},1595,null,1635]
["Поступление товаров и услуг 00000000036 от 12.02.2014 10:17:55",null,null,"БУ",2937.74,{"$nulls":6},2937.74]
[null,null,null,"Кол.",40,{"$nulls":6},40]
["Поступление товаров и услуг 00000000242 от 30.09.2014 13:59:59",null,null,"БУ",{"$nulls":5},6576.2,null,6576.2]
[null,null,null,"Кол.",{"$nulls":5},90,null,90]
["Поступление товаров и услуг 00000000287 от 18.11.2014 15:38:56",null,null,"БУ",{"$nulls":5},5692.56,null,5692.56]
[null,null,null,"Кол.",{"$nulls":5},70,null,70]
["Поступление товаров и услуг 00000000175 от 13.08.2015 14:03:00",null,null,"БУ",{"$nulls":5},56420.34,null,56420.34]
[null,null,null,"Кол.",{"$nulls":5},600,null,600]
["Поступление товаров и услуг 00000000238 от 01.09.2015 14:57:28",null,null,"БУ",{"$nulls":5},26802.23,null,26802.23]
[null,null,null,"Кол.",{"$nulls":5},235,null,235]
["Поступление товаров и услуг 00000000281 от 24.09.2015 10:57:41",null,null,"БУ",{"$nulls":5},67957.56,null,67957.56]
[null,null,null,"Кол.",{"$nulls":5},600,null,600]
["AE Шкаф однодверный 500x500x210мм RAL7035",null,null,"БУ",{"$nulls":5},4389.59,null,4389.59]
[null,null,null,"Кол.",{"$nulls":5},1,null,1]
["Основной склад",null,null,"БУ",{"$nulls":5},4389.59,null,4389.59]
[null,null,null,"Кол.",{"$nulls":5},1,null,1]
["Поступление товаров и услуг 00000000138 от 04.08.2015 15:42:48",null,null,"БУ",{"$nulls":5},4389.59,null,4389.59]
[null,null,null,"Кол.",{"$nulls":5},1,null,1]
["BD3170-K220A 1.3Мп, 1/3\" КМОП SONY Exmor, 0.001 лк (день)/0.001 лк (ночь), 4*WDR до 120дБ, 1280*1024",null,null,"БУ",{"$nulls":5},114406.78,null,114406.78]
[null,null,null,"Кол.",{"$nulls":5},6,null,6]
["Основной склад",null,null,"БУ",{"$nulls":5},114406.78,null,114406.78]
[null,null,null,"Кол.",{"$nulls":5},6,null,6]
["Поступление товаров и услуг 00000000126 от 17.07.2015 15:58:29",null,null,"БУ",{"$nulls":5},114406.78,null,114406.78]
[null,null,null,"Кол.",{"$nulls":5},6,null,6]
["BD3270-K220A 2Мп, 1/2.8\" КМОП SONY Exmor, 0.01 лк (день)/0.003 лк (ночь), 2*WDR до 96дБ, 1920*1080",null,null,"БУ",{"$nulls":5},119237.28,null,119237.28]
[null,null,null,"Кол.",{"$nulls":5},6,null,6]
["Основной склад",null,null,"БУ",{"$nulls":5},119237.28,null,119237.28]
[null,null,null,"Кол.",{"$nulls":5},6,null,6]
["Поступление товаров и услуг 00000000285 от 23.09.2015 14:49:05",null,null,"БУ",{"$nulls":5},119237.28,null,119237.28]
[null,null,null,"Кол.",{"$nulls":5},6,null,6]
["BR02812AIR3 3 Мп, варифокальный, f=2.8 - 12.0 мм, F1.4, 1/2.5\", ИК-коррекция, АДР DC-Drive, кепление",null,null,"БУ",{"$nulls":5},9152.55,null,9152.55]
[null,null,null,"Кол.",{"$nulls":5},4,null,4]
["Основной склад",null,null,"БУ",{"$nulls":5},9152.55,null,9152.55]
[null,null,null,"Кол.",{"$nulls":5},4,null,4]
["Поступление товаров и услуг 00000000126 от 17.07.2015 15:58:29",null,null,"БУ",{"$nulls":5},4576.27,null,4576.27]
[null,null,null,"Кол.",{"$nulls":5},2,null,2]
["Поступление товаров и услуг 00000000285 от 23.09.2015 14:49:05",null,null,"БУ",{"$nulls":5},4576.28,null,4576.28]
[null,null,null,"Кол.",{"$nulls":5},2,null,2]
["BR10120AIR 1/2.7\" f 10-120 mm, F 1.6, день/ночь, 1,3Mega DC drive",null,null,"БУ",{"$nulls":5},60932.2,null,60932.2]
[null,null,null,"Кол.",{"$nulls":5},8,null,8]
["Основной склад",null,null,"БУ",{"$nulls":5},60932.2,null,60932.2]
[null,null,null,"Кол.",{"$nulls":5},8,null,8]
["Поступление товаров и услуг 00000000126 от 17.07.2015 15:58:29",null,null,"БУ",{"$nulls":5},30508.47,null,30508.47]
[null,null,null,"Кол.",{"$nulls":5},4,null,4]
["Поступление товаров и услуг 00000000285 от 23.09.2015 14:49:05",null,null,"БУ",{"$nulls":5},30423.73,null,30423.73]
[null,null,null,"Кол.",{"$nulls":5},4,null,4]
["DIN-рейка 200см OMEGA 3AF 35*15 с отверстиями",null,null,"БУ",{"$nulls":5},367.14,null,367.14]
[null,null,null,"Кол.",{"$nulls":5},2.6,null,2.6]
["Основной склад",null,null,"БУ",{"$nulls":5},367.14,null,367.14]
[null,null,null,"Кол.",{"$nulls":5},2.6,null,2.6]
["Поступление товаров и услуг 00000000299 от 05.12.2014 14:36:31",null,null,"БУ",{"$nulls":5},65.56,null,65.56]
[null,null,null,"Кол.",{"$nulls":5},0.6,null,0.6]
["Поступление товаров и услуг 00000000261 от 24.09.2015 10:57:37",null,null,"БУ",{"$nulls":5},301.58,null,301.58]
[null,null,null,"Кол.",{"$nulls":5},2,null,2]
["Адаптер сети АС2-М",null,null,"БУ",{"$nulls":5},2350,null,2350]
[null,null,null,"Кол.",{"$nulls":5},1,null,1]
["Основной склад",null,null,"БУ",{"$nulls":5},2350,null,2350]
[null,null,null,"Кол.",{"$nulls":5},1,null,1]
["Поступление товаров и услуг 00000000188 от 17.08.2015 15:06:18",null,null,"БУ",{"$nulls":5},2350,null,2350]
[null,null,null,"Кол.",{"$nulls":5},1,null,1]
["Базовые модули AL2-24MR-D",null,null,"БУ",{"$nulls":5},22201.36,null,null,null,22201.36]
[null,null,null,"Кол.",{"$nulls":5},2,null,null,null,2]
["Основной склад",null,null,"БУ",{"$nulls":5},22201.36,null,null,null,22201.36]
[null,null,null,"Кол.",{"$nulls":5},2,null,null,null,2]
["Поступление товаров и услуг 00000000368 от 05.11.2015 12:00:00",null,null,"БУ",{"$nulls":5},22201.36,null,null,null,22201.36]
[null,null,null,"Кол.",{"$nulls":5},2,null,null,null,2]
["Байпасный роликовый указатель уровня, 630 мм, DN20, 4-20мА RIZUR-NBK",null,null,"БУ",{"$nulls":5},574032.92,null,574032.92]
[null,null,null,"Кол.",{"$nulls":5},4,null,4]
["Основной склад",null,null,"БУ",{"$nulls":5},574032.92,null,574032.92]
[null,null,null,"Кол.",{"$nulls":5},4,null,4]
["Поступление товаров и услуг 00000000228 от 31.08.2015 14:56:30",null,null,"БУ",{"$nulls":5},260457.63,null,260457.63]
[null,null,null,"Кол.",{"$nulls":5},2,null,2]
["Поступление товаров и услуг 00000000391 от 25.11.2015 13:33:22",null,null,"БУ",{"$nulls":5},313575.29,null,313575.29]
[null,null,null,"Кол.",{"$nulls":5},2,null,2]
["Блок клапанный БК-С30/02/Р5/ДФ/М20М/Т",null,null,"БУ",{"$nulls":5},42280,null,42280]
[null,null,null,"Кол.",{"$nulls":5},4,null,4]
["Основной склад",null,null,"БУ",{"$nulls":5},42280,null,42280]
[null,null,null,"Кол.",{"$nulls":5},4,null,4]
["Поступление товаров и услуг 00000000387 от 04.12.2015 16:05:28",null,null,"БУ",{"$nulls":5},42280,null,42280]
[null,null,null,"Кол.",{"$nulls":5},4,null,4]
["Блок клапанный БК-С30/02/Р5/ДФ/М20М/Т",null,null,"БУ",13948,{"$nulls":6},13948]
[null,null,null,"Кол.",2,{"$nulls":6},2]
["Основной склад",null,null,"БУ",13948,{"$nulls":6},13948]
[null,null,null,"Кол.",2,{"$nulls":6},2]
["Поступление товаров и услуг 00000000293 от 02.12.2014 14:24:30",null,null,"БУ",13948,{"$nulls":6},13948]
[null,null,null,"Кол.",2,{"$nulls":6},2]
["Блок усилителя БУ 30М1 И 4-20мА",null,null,"БУ",{"$nulls":5},2040.96,null,2040.96]
[null,null,null,"Кол.",{"$nulls":5},1,null,1]
["Основной склад",null,null,"БУ",{"$nulls":5},2040.96,null,2040.96]
[null,null,null,"Кол.",{"$nulls":5},1,null,1]
["Поступление товаров и услуг 00000000079 от 11.04.2014 16:32:46",null,null,"БУ",{"$nulls":5},2040.96,null,2040.96]
[null,null,null,"Кол.",{"$nulls":5},1,null,1]
["Бобышка 1/28-55-G1/2-А",null,null,"БУ",{"$nulls":5},1100,null,null,null,1100]
[null,null,null,"Кол.",{"$nulls":5},10,null,null,null,10]
["Основной склад",null,null,"БУ",{"$nulls":5},1100,null,null,null,1100]
[null,null,null,"Кол.",{"$nulls":5},10,null,null,null,10]
["Поступление товаров и услуг 00000000299 от 01.10.2015 12:39:26",null,null,"БУ",{"$nulls":5},1100,null,null,null,1100]
[null,null,null,"Кол.",{"$nulls":5},10,null,null,null,10]
["Бобышка 2/28-45-М20*1,5/45",null,null,"БУ",{"$nulls":5},1200,null,null,null,1200]
[null,null,null,"Кол.",{"$nulls":5},10,null,null,null,10]
["Основной склад",null,null,"БУ",{"$nulls":5},1200,null,null,null,1200]
[null,null,null,"Кол.",{"$nulls":5},10,null,null,null,10]
["Поступление товаров и услуг 00000000125 от 15.07.2015 11:18:18",null,null,"БУ",{"$nulls":5},1200,null,null,null,1200]
[null,null,null,"Кол.",{"$nulls":5},10,null,null,null,10]
["Бобышка Б.П.М20х1,5.60.1",null,null,"БУ",7200,{"$nulls":6},3360,null,3840]
[null,null,null,"Кол.",60,{"$nulls":6},28,null,32]
["Основной склад",null,null,"БУ",7200,{"$nulls":6},3360,null,3840]
[null,null,null,"Кол.",60,{"$nulls":6},28,null,32]
["Поступление товаров и услуг 00000000332 от 26.12.2014 12:00:02",null,null,"БУ",7200,{"$nulls":6},3360,null,3840]
[null,null,null,"Кол.",60,{"$nulls":6},28,null,32]
["Бобышка БП04-G1 1/2 L=25мм ст.20",null,null,"БУ",949.15,{"$nulls":4},5084.74,null,949.15,null,5084.74]
[null,null,null,"Кол.",8,{"$nulls":4},24,null,8,null,24]
["Основной склад",null,null,"БУ",949.15,{"$nulls":4},5084.74,null,949.15,null,5084.74]
[null,null,null,"Кол.",8,{"$nulls":4},24,null,8,null,24]
["Поступление товаров и услуг 00000000288 от 11.11.2014 14:35:36",null,null,"БУ",949.15,{"$nulls":6},949.15]
[null,null,null,"Кол.",8,{"$nulls":6},8]
["Поступление товаров и услуг 00000000183 от 12.08.2015 12:03:01",null,null,"БУ",{"$nulls":5},5084.74,null,null,null,5084.74]
[null,null,null,"Кол.",{"$nulls":5},24,null,null,null,24]
["Бобышка БП04-G1/2 L=25мм ст.20",null,null,"БУ",94.91,{"$nulls":4},1261.02,null,null,null,1355.93]
[null,null,null,"Кол.",2,{"$nulls":4},24,null,null,null,26]
["Основной склад",null,null,"БУ",94.91,{"$nulls":4},1261.02,null,null,null,1355.93]
[null,null,null,"Кол.",2,{"$nulls":4},24,null,null,null,26]
["Поступление товаров и услуг 00000000288 от 11.11.2014 14:35:36",null,null,"БУ",94.91,{"$nulls":8},94.91]
[null,null,null,"Кол.",2,{"$nulls":8},2]
["Поступление товаров и услуг 00000000183 от 12.08.2015 12:03:01",null,null,"БУ",{"$nulls":5},1261.02,null,null,null,1261.02]
[null,null,null,"Кол.",{"$nulls":5},24,null,null,null,24]
["Бобышка БП04-G3/4 L=25мм ст.20",null,null,"БУ",{"$nulls":5},1016.95,null,null,null,1016.95]
[null,null,null,"Кол.",{"$nulls":5},16,null,null,null,16]
["Основной склад",null,null,"БУ",{"$nulls":5},1016.95,null,null,null,1016.95]
[null,null,null,"Кол.",{"$nulls":5},16,null,null,null,16]
["Поступление товаров и услуг 00000000183 от 12.08.2015 12:03:01",null,null,"БУ",{"$nulls":5},1016.95,null,null,null,1016.95]
[null,null,null,"Кол.",{"$nulls":5},16,null,null,null,16]
["Бобышка из угледистой стали БП-КР-40-G1/2",null,null,"БУ",488.16,{"$nulls":8},488.16]
[null,null,null,"Кол.",6,{"$nulls":8},6]
["Основной склад",null,null,"БУ",488.16,{"$nulls":8},488.16]
[null,null,null,"Кол.",6,{"$nulls":8},6]
["Поступление товаров и услуг 00000000059 от 18.03.2014 12:00:00",null,null,"БУ",488.16,{"$nulls":8},488.16]
[null,null,null,"Кол.",6,{"$nulls":8},6]
["Болт М11*1,25 длиной 35мм нерж.",null,null,"БУ",{"$nulls":5},6630.51,null,5525.43,null,1105.08]
[null,null,null,"Кол.",{"$nulls":5},48,null,40,null,8]
["Основной склад",null,null,"БУ",{"$nulls":5},6630.51,null,5525.43,null,1105.08]
[null,null,null,"Кол.",{"$nulls":5},48,null,40,null,8]
["Поступление товаров и услуг 00000000322 от 06.10.2015 16:18:02",null,null,"БУ",{"$nulls":5},6630.51,null,5525.43,null,1105.08]
[null,null,null,"Кол.",{"$nulls":5},48,null,40,null,8]
["Болт М11*1,25 длиной 45 мм нерж.",null,null,"БУ",{"$nulls":5},3457.63,null,3457.63]
[null,null,null,"Кол.",{"$nulls":5},24,null,24]
["Основной склад",null,null,"БУ",{"$nulls":5},3457.63,null,3457.63]
[null,null,null,"Кол.",{"$nulls":5},24,null,24]
["Поступление товаров и услуг 00000000322 от 06.10.2015 16:18:02",null,null,"БУ",{"$nulls":5},3457.63,null,3457.63]
[null,null,null,"Кол.",{"$nulls":5},24,null,24]
["Вварной адаптер G 1 1/2\" 316L 52024469",null,null,"БУ",{"$nulls":5},6207.5,null,6207.5]
[null,null,null,"Кол.",{"$nulls":5},10,null,10]
["Основной склад",null,null,"БУ",{"$nulls":5},6207.5,null,6207.5]
[null,null,null,"Кол.",{"$nulls":5},10,null,10]
["Поступление товаров и услуг 00000000122 от 20.07.2015 15:53:30",null,null,"БУ",{"$nulls":5},6207.5,null,6207.5]
[null,null,null,"Кол.",{"$nulls":5},10,null,10]
["Вварной адаптер G3/4\" d=50, 316L 52018765",null,null,"БУ",{"$nulls":5},1040.1,null,1040.1]
[null,null,null,"Кол.",{"$nulls":5},2,null,2]
["Основной склад",null,null,"БУ",{"$nulls":5},1040.1,null,1040.1]
[null,null,null,"Кол.",{"$nulls":5},2,null,2]
["Поступление товаров и услуг 00000000122 от 20.07.2015 15:53:30",null,null,"БУ",{"$nulls":5},1040.1,null,1040.1]
[null,null,null,"Кол.",{"$nulls":5},2,null,2]
["Вентильный блок VM-3/A2",null,null,"БУ",{"$nulls":5},36250.64,null,36250.64]
[null,null,null,"Кол.",{"$nulls":5},4,null,4]
["Основной склад",null,null,"БУ",{"$nulls":5},36250.64,null,36250.64]
[null,null,null,"Кол.",{"$nulls":5},4,null,4]
["Поступление товаров и услуг 00000000251 от 15.09.2015 17:02:26",null,null,"БУ",{"$nulls":5},36250.64,null,36250.64]
[null,null,null,"Кол.",{"$nulls":5},4,null,4]
["Вентильный блок к ДСП",null,null,"БУ",3180,{"$nulls":6},3180]
[null,null,null,"Кол.",1,{"$nulls":6},1]
["Основной склад",null,null,"БУ",3180,{"$nulls":6},3180]
[null,null,null,"Кол.",1,{"$nulls":6},1]
["Поступление товаров и услуг 00000000315 от 16.12.2014 12:03:52",null,null,"БУ",3180,{"$nulls":6},3180]
[null,null,null,"Кол.",1,{"$nulls":6},1]
["Вентилятор D08A-24TS2",null,null,"БУ",{"$nulls":5},1200,null,1200]
[null,null,null,"Кол.",{"$nulls":5},1,null,1]
["Основной склад",null,null,"БУ",{"$nulls":5},1200,null,1200]
[null,null,null,"Кол.",{"$nulls":5},1,null,1]
["Поступление товаров и услуг 00000000295 от 06.10.2015 13:40:37",null,null,"БУ",{"$nulls":5},1200,null,1200]
[null,null,null,"Кол.",{"$nulls":5},1,null,1]
["Вентилятор в сборе IP54 70м3/ч, 230B, 125*125мм NSYCAG125LPF",null,null,"БУ",10111.2,{"$nulls":6},5055.6,null,5055.6]
[null,null,null,"Кол.",4,{"$nulls":6},2,null,2]
["Основной склад",null,null,"БУ",10111.2,{"$nulls":6},5055.6,null,5055.6]
[null,null,null,"Кол.",4,{"$nulls":6},2,null,2]
["Поступление товаров и услуг 00000000128 от 11.07.2014 0:00:03",null,null,"БУ",10111.2,{"$nulls":6},5055.6,null,5055.6]
[null,null,null,"Кол.",4,{"$nulls":6},2,null,2]
["Витая пара FTP 4 пары AWG категория 5е наружная",null,null,"БУ",{"$nulls":5},5920.05,null,5920.05]
[null,null,null,"Кол.",{"$nulls":5},305,null,305]
["Основной склад",null,null,"БУ",{"$nulls":5},5920.05,null,5920.05]
[null,null,null,"Кол.",{"$nulls":5},305,null,305]
["Поступление товаров и услуг 00000000198 от 12.08.2015 12:03:02",null,null,"БУ",{"$nulls":5},5920.05,null,5920.05]
[null,null,null,"Кол.",{"$nulls":5},305,null,305]
["Витая пара LAN541 (FTP4*2*0.52) категория 5е",null,null,"БУ",{"$nulls":5},442.98,null,442.98]
[null,null,null,"Кол.",{"$nulls":5},18,null,18]
["Основной склад",null,null,"БУ",{"$nulls":5},442.98,null,442.98]
[null,null,null,"Кол.",{"$nulls":5},18,null,18]
["Поступление товаров и услуг 00000000305 от 12.12.2014 13:26:30",null,null,"БУ",{"$nulls":5},442.98,null,442.98]
[null,null,null,"Кол.",{"$nulls":5},18,null,18]
["Вихревой расходомер Prowirl F 200, 7F2B15, DN15, 1/2\", AAAABA3D2SK+AI",null,null,"БУ",{"$nulls":5},798745.5,null,798745.5]
[null,null,null,"Кол.",{"$nulls":5},4,null,4]
["Основной склад",null,null,"БУ",{"$nulls":5},798745.5,null,798745.5]
[null,null,null,"Кол.",{"$nulls":5},4,null,4]
["Поступление товаров и услуг 00000000361 от 30.10.2015 17:22:29",null,null,"БУ",{"$nulls":5},798745.5,null,798745.5]
[null,null,null,"Кол.",{"$nulls":5},4,null,4]
["Вихревой расходомер Prowirl F 200, 7F2B2H, DN200, 8\", AAAABA3D2SK+AIPF",null,null,"БУ",{"$nulls":5},1005014.9,null,1005014.9]
[null,null,null,"Кол.",{"$nulls":5},2,null,2]
["Основной склад",null,null,"БУ",{"$nulls":5},1005014.9,null,1005014.9]
[null,null,null,"Кол.",{"$nulls":5},2,null,2]
["Поступление товаров и услуг 00000000361 от 30.10.2015 17:22:29",null,null,"БУ",{"$nulls":5},1005014.9,null,1005014.9]
[null,null,null,"Кол.",{"$nulls":5},2,null,2]
["Вихревой расходомер Prowirl F 200, 7F2B80, DN80, 3\", AAAABA3D2SK+AI",null,null,"БУ",{"$nulls":5},455799.04,null,455799.04]
[null,null,null,"Кол.",{"$nulls":5},2,null,2]
["Основной склад",null,null,"БУ",{"$nulls":5},455799.04,null,455799.04]
[null,null,null,"Кол.",{"$nulls":5},2,null,2]
["Поступление товаров и услуг 00000000361 от 30.10.2015 17:22:29",null,null,"БУ",{"$nulls":5},455799.04,null,455799.04]
[null,null,null,"Кол.",{"$nulls":5},2,null,2]
["Гильза для термометра БТ-хх.211 L=250мм, d=10, М20*1,5, нержавеющая сталь",null,null,"БУ",{"$nulls":5},2559.32,null,639.83,null,1919.49]
[null,null,null,"Кол.",{"$nulls":5},4,null,1,null,3]
["Основной склад",null,null,"БУ",{"$nulls":5},2559.32,null,639.83,null,1919.49]
[null,null,null,"Кол.",{"$nulls":5},4,null,1,null,3]
["Поступление товаров и услуг 00000000127 от 24.07.2015 15:02:15",null,null,"БУ",{"$nulls":5},2559.32,null,639.83,null,1919.49]
[null,null,null,"Кол.",{"$nulls":5},4,null,1,null,3]
["Гильза защитная ГЗ.25.1.1.250",null,null,"БУ",{"$nulls":5},790,null,790]
[null,null,null,"Кол.",{"$nulls":5},1,null,1]
["Основной склад",null,null,"БУ",{"$nulls":5},790,null,790]
[null,null,null,"Кол.",{"$nulls":5},1,null,1]
["Поступление товаров и услуг 00000000122 от 20.07.2015 15:53:30",null,null,"БУ",{"$nulls":5},790,null,790]
[null,null,null,"Кол.",{"$nulls":5},1,null,1]
["Гильза защитная ГЗ.25.1.80",null,null,"БУ",{"$nulls":5},2760,null,2760]
[null,null,null,"Кол.",{"$nulls":5},4,null,4]
["Основной склад",null,null,"БУ",{"$nulls":5},2760,null,2760]
[null,null,null,"Кол.",{"$nulls":5},4,null,4]
["Поступление товаров и услуг 00000000122 от 20.07.2015 15:53:30",null,null,"БУ",{"$nulls":5},2760,null,2760]
[null,null,null,"Кол.",{"$nulls":5},4,null,4]
["Гильза защитная ЮНКЖ 015-20.В.160-G1/2-C10-10-120",null,null,"БУ",810,{"$nulls":8},810]
[null,null,null,"Кол.",1,{"$nulls":8},1]
["Основной склад",null,null,"БУ",810,{"$nulls":8},810]
[null,null,null,"Кол.",1,{"$nulls":8},1]
["Поступление товаров и услуг 00000000310 от 01.12.2014 15:39:46",null,null,"БУ",810,{"$nulls":8},810]
[null,null,null,"Кол.",1,{"$nulls":8},1]
["Гильза защитная ЮНКЖ 015-20.В.200-C10-16-1000 номинальное (условное) давление 20МПа",null,null,"БУ",{"$nulls":5},25956,null,25956]
[null,null,null,"Кол.",{"$nulls":5},18,null,18]
["Основной склад",null,null,"БУ",{"$nulls":5},25956,null,25956]
[null,null,null,"Кол.",{"$nulls":5},18,null,18]
["Поступление товаров и услуг 00000000195 от 18.08.2015 16:15:58",null,null,"БУ",{"$nulls":5},25956,null,25956]
[null,null,null,"Кол.",{"$nulls":5},18,null,18]
["Гильза защитная ЮНКЖ 015-20.В.200-C10-16-120 номинальное (условное) давление 20МПа",null,null,"БУ",{"$nulls":5},9174,null,9174]
[null,null,null,"Кол.",{"$nulls":5},11,null,11]
["Основной склад",null,null,"БУ",{"$nulls":5},9174,null,9174]
[null,null,null,"Кол.",{"$nulls":5},11,null,11]
["Поступление товаров и услуг 00000000195 от 18.08.2015 16:15:58",null,null,"БУ",{"$nulls":5},9174,null,9174]
[null,null,null,"Кол.",{"$nulls":5},11,null,11]
["Гильза защитная ЮНКЖ 015-20.В.200-C10-16-160 номинальное (условное) давление 20МПа",null,null,"БУ",{"$nulls":5},4305,null,4305]
[null,null,null,"Кол.",{"$nulls":5},5,null,5]
["Основной склад",null,null,"БУ",{"$nulls":5},4305,null,4305]
[null,null,null,"Кол.",{"$nulls":5},5,null,5]
["Поступление товаров и услуг 00000000195 от 18.08.2015 16:15:58",null,null,"БУ",{"$nulls":5},4305,null,4305]
[null,null,null,"Кол.",{"$nulls":5},5,null,5]
["Гильза защитная ЮНКЖ 015-20.В.200-C10-16-200 номинальное (условное) давление 20МПа",null,null,"БУ",{"$nulls":5},888,null,888]
[null,null,null,"Кол.",{"$nulls":5},1,null,1]
["Основной склад",null,null,"БУ",{"$nulls":5},888,null,888]
[null,null,null,"Кол.",{"$nulls":5},1,null,1]
["Поступление товаров и услуг 00000000195 от 18.08.2015 16:15:58",null,null,"БУ",{"$nulls":5},888,null,888]
[null,null,null,"Кол.",{"$nulls":5},1,null,1]
["Гильза защитная ЮНКЖ 015-20.В.200-C10-16-500 номинальное (условное) давление 20МПа",null,null,"БУ",{"$nulls":5},1103,null,1103]
[null,null,null,"Кол.",{"$nulls":5},1,null,1]
["Основной склад",null,null,"БУ",{"$nulls":5},1103,null,1103]
[null,null,null,"Кол.",{"$nulls":5},1,null,1]
["Поступление товаров и услуг 00000000195 от 18.08.2015 16:15:58",null,null,"БУ",{"$nulls":5},1103,null,1103]
[null,null,null,"Кол.",{"$nulls":5},1,null,1]
["Гильза защитная ЮНКЖ 015-G1/2.А.250-G1/2-C10-16-1000",null,null,"БУ",{"$nulls":5},26244,null,26244]
[null,null,null,"Кол.",{"$nulls":5},18,null,18]
["Основной склад",null,null,"БУ",{"$nulls":5},26244,null,26244]
[null,null,null,"Кол.",{"$nulls":5},18,null,18]
["Поступление товаров и услуг 00000000347 от 21.10.2015 0:00:01",null,null,"БУ",{"$nulls":5},26244,null,26244]
[null,null,null,"Кол.",{"$nulls":5},18,null,18]
["Гильза защитная ЮНКЖ 015-G1/2.А.250-G1/2-C10-16-120",null,null,"БУ",{"$nulls":5},6416,null,6416]
[null,null,null,"Кол.",{"$nulls":5},8,null,8]
["Основной склад",null,null,"БУ",{"$nulls":5},6416,null,6416]
[null,null,null,"Кол.",{"$nulls":5},8,null,8]
["Поступление товаров и услуг 00000000347 от 21.10.2015 0:00:01",null,null,"БУ",{"$nulls":5},6416,null,6416]
[null,null,null,"Кол.",{"$nulls":5},8,null,8]
["Гильза защитная ЮНКЖ 015-G1/2.А.250-G1/2-C10-16-160",null,null,"БУ",{"$nulls":5},4980,null,4980]
[null,null,null,"Кол.",{"$nulls":5},6,null,6]
["Основной склад",null,null,"БУ",{"$nulls":5},4980,null,4980]
[null,null,null,"Кол.",{"$nulls":5},6,null,6]
["Поступление товаров и услуг 00000000347 от 21.10.2015 0:00:01",null,null,"БУ",{"$nulls":5},4980,null,4980]
[null,null,null,"Кол.",{"$nulls":5},6,null,6]
["Датчик ВБЕ-Ф60-40У-2111-3А",null,null,"БУ",{"$nulls":5},14364,null,null,null,14364]
[null,null,null,"Кол.",{"$nulls":5},12,null,null,null,12]
["Основной склад",null,null,"БУ",{"$nulls":5},14364,null,null,null,14364]
[null,null,null,"Кол.",{"$nulls":5},12,null,null,null,12]
["Поступление товаров и услуг 00000000253 от 14.09.2015 12:55:23",null,null,"БУ",{"$nulls":5},14364,null,null,null,14364]
[null,null,null,"Кол.",{"$nulls":5},12,null,null,null,12]
["Датчик ВБЕ-Ф60-40У-2123-3А",null,null,"БУ",{"$nulls":5},4701.77,null,4701.77]
[null,null,null,"Кол.",{"$nulls":5},4,null,4]
["Основной склад",null,null,"БУ",{"$nulls":5},4701.77,null,4701.77]
[null,null,null,"Кол.",{"$nulls":5},4,null,4]
["Поступление товаров и услуг 00000000067 от 27.05.2015 12:02:35",null,null,"БУ",{"$nulls":5},4701.77,null,4701.77]
[null,null,null,"Кол.",{"$nulls":5},4,null,4]
["Датчик давления CER-1 010-G-X106-4-A (0...10 бар, 4...20 мА, -25...+100 С), 0,5%, М20*1,5; корпус",null,null,"БУ",15507.6,{"$nulls":8},15507.6]
[null,null,null,"Кол.",3,{"$nulls":8},3]
["Основной склад",null,null,"БУ",15507.6,{"$nulls":8},15507.6]
[null,null,null,"Кол.",3,{"$nulls":8},3]
["Поступление товаров и услуг 00000000142 от 23.07.2014 12:17:08",null,null,"БУ",5169.2,{"$nulls":8},5169.2]
[null,null,null,"Кол.",1,{"$nulls":8},1]
["Поступление товаров и услуг 00000000143 от 23.07.2014 12:17:09",null,null,"БУ",10338.4,{"$nulls":8},10338.4]
[null,null,null,"Кол.",2,{"$nulls":8},2]
["Датчик давления CER-1 016-G-X106-4-A. 0...16 бар, 4...20 мА (-20...+85С), 0,5%, М20*1,5; корпус AISI",null,null,"БУ",{"$nulls":5},12582.06,null,12582.06]
[null,null,null,"Кол.",{"$nulls":5},2,null,2]
["Основной склад",null,null,"БУ",{"$nulls":5},12582.06,null,12582.06]
[null,null,null,"Кол.",{"$nulls":5},2,null,2]
["Поступление товаров и услуг 00000000075 от 05.06.2015 14:21:07",null,null,"БУ",{"$nulls":5},12582.06,null,12582.06]
[null,null,null,"Кол.",{"$nulls":5},2,null,2]
["Датчик давления CER-1 025-G-X106-4-A (0...25 бар, 4...20 мА, -25...+100 С, 0,5%, М20*1,5; корпус AIS",null,null,"БУ",{"$nulls":5},12582.06,null,12582.06]
[null,null,null,"Кол.",{"$nulls":5},2,null,2]
["Основной склад",null,null,"БУ",{"$nulls":5},12582.06,null,12582.06]
[null,null,null,"Кол.",{"$nulls":5},2,null,2]
["Поступление товаров и услуг 00000000075 от 05.06.2015 14:21:07",null,null,"БУ",{"$nulls":5},12582.06,null,12582.06]
[null,null,null,"Кол.",{"$nulls":5},2,null,2]
["Датчик давления Cerabar T PMC131-A11F2A1G",null,null,"БУ",49796.73,{"$nulls":6},49796.73]
[null,null,null,"Кол.",3,{"$nulls":6},3]
["Основной склад",null,null,"БУ",49796.73,{"$nulls":6},49796.73]
[null,null,null,"Кол.",3,{"$nulls":6},3]
["Поступление товаров и услуг 00000000327 от 19.12.2014 12:00:00",null,null,"БУ",49796.73,{"$nulls":6},49796.73]
[null,null,null,"Кол.",3,{"$nulls":6},3]
["Датчик давления Cerabar T PMC131-A11F2A1S",null,null,"БУ",33197.82,{"$nulls":6},33197.82]
[null,null,null,"Кол.",2,{"$nulls":6},2]
["Основной склад",null,null,"БУ",33197.82,{"$nulls":6},33197.82]
[null,null,null,"Кол.",2,{"$nulls":6},2]
["Поступление товаров и услуг 00000000327 от 19.12.2014 12:00:00",null,null,"БУ",33197.82,{"$nulls":6},33197.82]
[null,null,null,"Кол.",2,{"$nulls":6},2]
["Датчик давления Cerabar T PMC131-A11F2A1W",null,null,"БУ",16598.91,{"$nulls":6},16598.91]
[null,null,null,"Кол.",1,{"$nulls":6},1]
["Основной склад",null,null,"БУ",16598.91,{"$nulls":6},16598.91]
[null,null,null,"Кол.",1,{"$nulls":6},1]
["Поступление товаров и услуг 00000000327 от 19.12.2014 12:00:00",null,null,"БУ",16598.91,{"$nulls":6},16598.91]
[null,null,null,"Кол.",1,{"$nulls":6},1]
["Датчик давления Cerabar T PMC131-A11F2A1X",null,null,"БУ",99593.46,{"$nulls":6},99593.46]
[null,null,null,"Кол.",6,{"$nulls":6},6]
["Основной склад",null,null,"БУ",99593.46,{"$nulls":6},99593.46]
[null,null,null,"Кол.",6,{"$nulls":6},6]
["Поступление товаров и услуг 00000000327 от 19.12.2014 12:00:00",null,null,"БУ",99593.46,{"$nulls":6},99593.46]
[null,null,null,"Кол.",6,{"$nulls":6},6]
["Датчик давления Cerabar T PMC131-A11F2D10",null,null,"БУ",182588,{"$nulls":6},182588]
[null,null,null,"Кол.",11,{"$nulls":6},11]
["Основной склад",null,null,"БУ",182588,{"$nulls":6},182588]
[null,null,null,"Кол.",11,{"$nulls":6},11]
["Поступление товаров и услуг 00000000327 от 19.12.2014 12:00:00",null,null,"БУ",182588,{"$nulls":6},182588]
[null,null,null,"Кол.",11,{"$nulls":6},11]
["Датчик давления Cerabar T PMC131-A11F2D14",null,null,"БУ",66395.64,{"$nulls":6},66395.64]
[null,null,null,"Кол.",4,{"$nulls":6},4]
["Основной склад",null,null,"БУ",66395.64,{"$nulls":6},66395.64]
[null,null,null,"Кол.",4,{"$nulls":6},4]
["Поступление товаров и услуг 00000000327 от 19.12.2014 12:00:00",null,null,"БУ",66395.64,{"$nulls":6},66395.64]
[null,null,null,"Кол.",4,{"$nulls":6},4]
["Датчик давления ДДМ-0,3-ДИ, 1000 кПа",null,null,"БУ",1850,{"$nulls":8},1850]
[null,null,null,"Кол.",1,{"$nulls":8},1]
["Основной склад",null,null,"БУ",1850,{"$nulls":8},1850]
[null,null,null,"Кол.",1,{"$nulls":8},1]
["Поступление товаров и услуг 00000000338 от 30.09.2013 16:59:59",null,null,"БУ",1850,{"$nulls":8},1850]
[null,null,null,"Кол.",1,{"$nulls":8},1]
["Датчик давления ДДМ-03-1600ДИ",null,null,"БУ",1850,{"$nulls":8},1850]
[null,null,null,"Кол.",1,{"$nulls":8},1]
["Основной склад",null,null,"БУ",1850,{"$nulls":8},1850]
[null,null,null,"Кол.",1,{"$nulls":8},1]
["Поступление товаров и услуг 00000000338 от 30.09.2013 16:59:59",null,null,"БУ",1850,{"$nulls":8},1850]
[null,null,null,"Кол.",1,{"$nulls":8},1]
["Датчик дифференциального давления Deltabar M PMD55",null,null,"БУ",104707.47,{"$nulls":6},104707.47]
[null,null,null,"Кол.",2,{"$nulls":6},2]
["Основной склад",null,null,"БУ",104707.47,{"$nulls":6},104707.47]
[null,null,null,"Кол.",2,{"$nulls":6},2]
["Поступление товаров и услуг 00000000327 от 19.12.2014 12:00:00",null,null,"БУ",104707.47,{"$nulls":6},104707.47]
[null,null,null,"Кол.",2,{"$nulls":6},2]
["Датчик дифференциального давления Deltabar M PMD55, -2,5...+2,5 кПа",null,null,"БУ",115715.64,{"$nulls":6},115715.64]
[null,null,null,"Кол.",2,{"$nulls":6},2]
["Основной склад",null,null,"БУ",115715.64,{"$nulls":6},115715.64]
[null,null,null,"Кол.",2,{"$nulls":6},2]
["Поступление товаров и услуг 00000000327 от 19.12.2014 12:00:00",null,null,"БУ",115715.64,{"$nulls":6},115715.64]
[null,null,null,"Кол.",2,{"$nulls":6},2]
["Датчик дифференциального давления Deltabar M PMD55, -200...+200 Па",null,null,"БУ",115715.64,{"$nulls":6},115715.64]
[null,null,null,"Кол.",2,{"$nulls":6},2]
["Основной склад",null,null,"БУ",115715.64,{"$nulls":6},115715.64]
[null,null,null,"Кол.",2,{"$nulls":6},2]
["Поступление товаров и услуг 00000000327 от 19.12.2014 12:00:00",null,null,"БУ",115715.64,{"$nulls":6},115715.64]
[null,null,null,"Кол.",2,{"$nulls":6},2]
["Датчик кондуктометрический ДС.К (25 атм.)",null,null,"БУ",{"$nulls":5},3600,null,3600]
[null,null,null,"Кол.",{"$nulls":5},6,null,6]
["Основной склад",null,null,"БУ",{"$nulls":5},3600,null,3600]
[null,null,null,"Кол.",{"$nulls":5},6,null,6]
["Поступление товаров и услуг 00000000073 от 05.06.2015 14:21:05",null,null,"БУ",{"$nulls":5},2400,null,2400]
[null,null,null,"Кол.",{"$nulls":5},4,null,4]
["Поступление товаров и услуг 00000000186 от 17.08.2015 14:52:06",null,null,"БУ",{"$nulls":5},1200,null,1200]
[null,null,null,"Кол.",{"$nulls":5},2,null,2]
["Датчик перепада давления ДДМ-03-ДД-25, 6,3кРа",null,null,"БУ",{"$nulls":5},17800,null,17800]
[null,null,null,"Кол.",{"$nulls":5},2,null,2]
["Основной склад",null,null,"БУ",{"$nulls":5},17800,null,17800]
[null,null,null,"Кол.",{"$nulls":5},2,null,2]
["Поступление товаров и услуг 00000000034 от 16.03.2015 15:08:26",null,null,"БУ",{"$nulls":5},17800,null,17800]
[null,null,null,"Кол.",{"$nulls":5},2,null,2]
["Датчик пожарный термоэлектрический ДПТ-1м",null,null,"БУ",5000,{"$nulls":8},5000]
[null,null,null,"Кол.",100,{"$nulls":8},100]
["Основной склад",null,null,"БУ",5000,{"$nulls":8},5000]
[null,null,null,"Кол.",100,{"$nulls":8},100]
["Поступление товаров и услуг 00000000236 от 06.10.2014 15:08:14",null,null,"БУ",5000,{"$nulls":8},5000]
[null,null,null,"Кол.",100,{"$nulls":8},100]
["Датчик предельного уровня FTE 30-EAB1, Siloswitch FTE30 лопастной",null,null,"БУ",160181.64,{"$nulls":4},197984.15,null,358165.79]
[null,null,null,"Кол.",8,{"$nulls":4},8,null,16]
["Основной склад",null,null,"БУ",160181.64,{"$nulls":4},197984.15,null,358165.79]
[null,null,null,"Кол.",8,{"$nulls":4},8,null,16]
["Поступление товаров и услуг 00000000327 от 19.12.2014 12:00:00",null,null,"БУ",160181.64,{"$nulls":6},160181.64]
[null,null,null,"Кол.",8,{"$nulls":6},8]
["Поступление товаров и услуг 00000000324 от 05.10.2015 18:13:23",null,null,"БУ",{"$nulls":5},100443.14,null,100443.14]
[null,null,null,"Кол.",{"$nulls":5},4,null,4]
["Поступление товаров и услуг 00000000361 от 30.10.2015 17:22:29",null,null,"БУ",{"$nulls":5},97541.01,null,97541.01]
[null,null,null,"Кол.",{"$nulls":5},4,null,4]
["Датчик предельного уровня FTE 30-EAF1 Soliswitch",null,null,"БУ",{"$nulls":5},212986.22,null,212986.22]
[null,null,null,"Кол.",{"$nulls":5},8,null,8]
["Основной склад",null,null,"БУ",{"$nulls":5},212986.22,null,212986.22]
[null,null,null,"Кол.",{"$nulls":5},8,null,8]
["Поступление товаров и услуг 00000000324 от 05.10.2015 18:13:23",null,null,"БУ",{"$nulls":5},108136.66,null,108136.66]
[null,null,null,"Кол.",{"$nulls":5},4,null,4]
["Поступление товаров и услуг 00000000361 от 30.10.2015 17:22:29",null,null,"БУ",{"$nulls":5},104849.56,null,104849.56]
[null,null,null,"Кол.",{"$nulls":5},4,null,4]
["Датчик предельного уровня Liquiphant FTL20-0020",null,null,"БУ",18462.5,{"$nulls":4},22973.69,null,41436.19]
[null,null,null,"Кол.",2,{"$nulls":4},2,null,4]
["Основной склад",null,null,"БУ",18462.5,{"$nulls":4},22973.69,null,41436.19]
[null,null,null,"Кол.",2,{"$nulls":4},2,null,4]
["Поступление товаров и услуг 00000000327 от 19.12.2014 12:00:00",null,null,"БУ",18462.5,{"$nulls":6},18462.5]
[null,null,null,"Кол.",2,{"$nulls":6},2]
["Поступление товаров и услуг 00000000324 от 05.10.2015 18:13:23",null,null,"БУ",{"$nulls":5},22973.69,null,22973.69]
[null,null,null,"Кол.",{"$nulls":5},2,null,2]
["Датчик температуры CTU15 коррунд/L=1000мм/К2/KZ/ZC15/RU",null,null,"БУ",{"$nulls":5},154752,null,154752]
[null,null,null,"Кол.",{"$nulls":5},16,null,16]
["Основной склад",null,null,"БУ",{"$nulls":5},154752,null,154752]
[null,null,null,"Кол.",{"$nulls":5},16,null,16]
["Поступление товаров и услуг 00000000250 от 10.09.2015 12:00:08",null,null,"БУ",{"$nulls":5},154752,null,154752]
[null,null,null,"Кол.",{"$nulls":5},16,null,16]
["Датчик температуры CTU15 коррунд/L=1200мм/К2/KZ/ZC15/RU",null,null,"БУ",{"$nulls":5},21986,null,21986]
[null,null,null,"Кол.",{"$nulls":5},2,null,2]
["Основной склад",null,null,"БУ",{"$nulls":5},21986,null,21986]
[null,null,null,"Кол.",{"$nulls":5},2,null,2]
["Поступление товаров и услуг 00000000250 от 10.09.2015 12:00:08",null,null,"БУ",{"$nulls":5},21986,null,21986]
[null,null,null,"Кол.",{"$nulls":5},2,null,2]
["Датчик температуры TR12",null,null,"БУ",36924.98,{"$nulls":6},36924.98]
[null,null,null,"Кол.",4,{"$nulls":6},4]
["Основной склад",null,null,"БУ",36924.98,{"$nulls":6},36924.98]
[null,null,null,"Кол.",4,{"$nulls":6},4]
["Поступление товаров и услуг 00000000327 от 19.12.2014 12:00:00",null,null,"БУ",36924.98,{"$nulls":6},36924.98]
[null,null,null,"Кол.",4,{"$nulls":6},4]
["Датчик температуры TR12",null,null,"БУ",9751.32,{"$nulls":6},9751.32]
[null,null,null,"Кол.",1,{"$nulls":6},1]
["Основной склад",null,null,"БУ",9751.32,{"$nulls":6},9751.32]
[null,null,null,"Кол.",1,{"$nulls":6},1]
["Поступление товаров и услуг 00000000327 от 19.12.2014 12:00:00",null,null,"БУ",9751.32,{"$nulls":6},9751.32]
[null,null,null,"Кол.",1,{"$nulls":6},1]
["Датчик температуры TR12",null,null,"БУ",53957.29,{"$nulls":6},53957.29]
[null,null,null,"Кол.",5,{"$nulls":6},5]
["Основной склад",null,null,"БУ",53957.29,{"$nulls":6},53957.29]
[null,null,null,"Кол.",5,{"$nulls":6},5]
["Поступление товаров и услуг 00000000327 от 19.12.2014 12:00:00",null,null,"БУ",53957.29,{"$nulls":6},53957.29]
[null,null,null,"Кол.",5,{"$nulls":6},5]
["Датчик температуры TR12",null,null,"БУ",27910.44,{"$nulls":6},27910.44]
[null,null,null,"Кол.",2,{"$nulls":6},2]
["Основной склад",null,null,"БУ",27910.44,{"$nulls":6},27910.44]
[null,null,null,"Кол.",2,{"$nulls":6},2]
["Поступление товаров и услуг 00000000327 от 19.12.2014 12:00:00",null,null,"БУ",27910.44,{"$nulls":6},27910.44]
[null,null,null,"Кол.",2,{"$nulls":6},2]
["Датчик температуры КХТА 02.18-060-к1-И-С321-40-400/10000",null,null,"БУ",{"$nulls":5},19592,null,19592]
[null,null,null,"Кол.",{"$nulls":5},8,null,8]
["Основной склад",null,null,"БУ",{"$nulls":5},19592,null,19592]
[null,null,null,"Кол.",{"$nulls":5},8,null,8]
["Поступление товаров и услуг 00000000347 от 21.10.2015 0:00:01",null,null,"БУ",{"$nulls":5},19592,null,19592]
[null,null,null,"Кол.",{"$nulls":5},8,null,8]
["Датчик температуры КХТА 02.19-050-к1-И-С321-6-320/10000-24х16",null,null,"БУ",4438,{"$nulls":6},4438]
[null,null,null,"Кол.",2,{"$nulls":6},2]
["Основной склад",null,null,"БУ",4438,{"$nulls":6},4438]
[null,null,null,"Кол.",2,{"$nulls":6},2]
["Поступление товаров и услуг 00000000310 от 01.12.2014 15:39:46",null,null,"БУ",4438,{"$nulls":6},4438]
[null,null,null,"Кол.",2,{"$nulls":6},2]
["Датчик температуры ТСПТ 302-060-Pt100-B3-C10-8-30/3150",null,null,"БУ",{"$nulls":5},7344,null,7344]
[null,null,null,"Кол.",{"$nulls":5},8,null,8]
["Основной склад",null,null,"БУ",{"$nulls":5},7344,null,7344]
[null,null,null,"Кол.",{"$nulls":5},8,null,8]
["Поступление товаров и услуг 00000000347 от 21.10.2015 0:00:01",null,null,"БУ",{"$nulls":5},7344,null,7344]
[null,null,null,"Кол.",{"$nulls":5},8,null,8]
["Держатель с защелкой D.16мм в упаковках по 10шт.",null,null,"БУ",423,{"$nulls":8},423]
[null,null,null,"Кол.",300,{"$nulls":8},300]
["Основной склад",null,null,"БУ",423,{"$nulls":8},423]
[null,null,null,"Кол.",300,{"$nulls":8},300]
["Поступление товаров и услуг 00000000087 от 30.05.2013 15:50:27",null,null,"БУ",423,{"$nulls":8},423]
[null,null,null,"Кол.",300,{"$nulls":8},300]
["Держатель табличек для маркировки (для маркировочных полос)",null,null,"БУ",{"$nulls":5},77.48,null,77.48]
[null,null,null,"Кол.",{"$nulls":5},4,null,4]
["Основной склад",null,null,"БУ",{"$nulls":5},77.48,null,77.48]
[null,null,null,"Кол.",{"$nulls":5},4,null,4]
["Поступление товаров и услуг 00000000122 от 20.07.2015 15:53:30",null,null,"БУ",{"$nulls":5},77.48,null,77.48]
[null,null,null,"Кол.",{"$nulls":5},4,null,4]
["Дифманометр-перепадомер ДСП-4-Сг-М1-31.5+31.5см",null,null,"БУ",18900,{"$nulls":6},18900]
[null,null,null,"Кол.",1,{"$nulls":6},1]
["Основной склад",null,null,"БУ",18900,{"$nulls":6},18900]
[null,null,null,"Кол.",1,{"$nulls":6},1]
["Поступление товаров и услуг 00000000315 от 16.12.2014 12:03:52",null,null,"БУ",18900,{"$nulls":6},18900]
[null,null,null,"Кол.",1,{"$nulls":6},1]
["ИБП АРС BX1100CI-RS Back-UPS RS 1100, 4 евророзетки, AVR, USB, холодный старт, ПО",null,null,"БУ",7007.45,{"$nulls":6},7007.45]
[null,null,null,"Кол.",1,{"$nulls":6},1]
["Основной склад",null,null,"БУ",7007.45,{"$nulls":6},7007.45]
[null,null,null,"Кол.",1,{"$nulls":6},1]
["Поступление товаров и услуг 00000000239 от 13.10.2014 17:13:30",null,null,"БУ",7007.45,{"$nulls":6},7007.45]
[null,null,null,"Кол.",1,{"$nulls":6},1]
["Извещатель пожарный ручной ИПР-К",null,null,"БУ",850,{"$nulls":8},850]
[null,null,null,"Кол.",2,{"$nulls":8},2]
["Основной склад",null,null,"БУ",850,{"$nulls":8},850]
[null,null,null,"Кол.",2,{"$nulls":8},2]
["Поступление товаров и услуг 00000000236 от 06.10.2014 15:08:14",null,null,"БУ",850,{"$nulls":8},850]
[null,null,null,"Кол.",2,{"$nulls":8},2]
["Измер. преобразователь \"Сапфир 22\"-ДД-2430",null,null,"БУ",{"$nulls":5},7000,null,7000]
[null,null,null,"Кол.",{"$nulls":5},2,null,2]
["Основной склад",null,null,"БУ",{"$nulls":5},7000,null,7000]
[null,null,null,"Кол.",{"$nulls":5},2,null,2]
["Поступление товаров и услуг 00000000419 от 28.12.2015 17:33:45",null,null,"БУ",{"$nulls":5},7000,null,7000]
[null,null,null,"Кол.",{"$nulls":5},2,null,2]
["Измеритель-регулятор одноканальный ТРМ1--Щ1.У.Р",null,null,"БУ",{"$nulls":5},8800,null,null,null,8800]
[null,null,null,"Кол.",{"$nulls":5},4,null,null,null,4]
["Основной склад",null,null,"БУ",{"$nulls":5},8800,null,null,null,8800]
[null,null,null,"Кол.",{"$nulls":5},4,null,null,null,4]
["Поступление товаров и услуг 00000000190 от 17.08.2015 15:10:16",null,null,"БУ",{"$nulls":5},8800,null,null,null,8800]
[null,null,null,"Кол.",{"$nulls":5},4,null,null,null,4]
["Интерфейсные модули реле Электромеханические реле Винтовые клеммы Контакты AgNi 1 группа конт.6А",null,null,"БУ",{"$nulls":5},596.6,null,596.6]
[null,null,null,"Кол.",{"$nulls":5},2,null,2]
["Основной склад",null,null,"БУ",{"$nulls":5},596.6,null,596.6]
[null,null,null,"Кол.",{"$nulls":5},2,null,2]
["Поступление товаров и услуг 00000000032 от 20.02.2014 12:00:00",null,null,"БУ",{"$nulls":5},596.6,null,596.6]
[null,null,null,"Кол.",{"$nulls":5},2,null,2]
["Источники питания UNO-PS/1AC/24DC/30W",null,null,"БУ",{"$nulls":5},12448.8,null,4668.3,null,7780.5]
[null,null,null,"Кол.",{"$nulls":5},8,null,3,null,5]
["Основной склад",null,null,"БУ",{"$nulls":5},12448.8,null,4668.3,null,7780.5]
[null,null,null,"Кол.",{"$nulls":5},8,null,3,null,5]
["Поступление товаров и услуг 00000000141 от 04.08.2015 15:47:28",null,null,"БУ",{"$nulls":5},12448.8,null,4668.3,null,7780.5]
[null,null,null,"Кол.",{"$nulls":5},8,null,3,null,5]
["Кабель RJ45 UTP 5е Konoos Power Cube PC-5004E-SOL 24AWG  4 пары, серый, композит",null,null,"БУ",{"$nulls":5},4199.17,null,4199.17]
[null,null,null,"Кол.",{"$nulls":5},610,null,610]
["Основной склад",null,null,"БУ",{"$nulls":5},4199.17,null,4199.17]
[null,null,null,"Кол.",{"$nulls":5},610,null,610]
["Поступление товаров и услуг 00000000191 от 17.08.2015 15:21:13",null,null,"БУ",{"$nulls":5},1963.64,null,1963.64]
[null,null,null,"Кол.",{"$nulls":5},305,null,305]
["Поступление товаров и услуг 00000000226 от 04.09.2015 13:39:43",null,null,"БУ",{"$nulls":5},2235.53,null,2235.53]
[null,null,null,"Кол.",{"$nulls":5},305,null,305]
["Кабель гибкий КГВЭВ 4х2,5 мм.кв",null,null,"БУ",1632.6,{"$nulls":6},1632.6]
[null,null,null,"Кол.",30,{"$nulls":6},30]
["Основной склад",null,null,"БУ",1632.6,{"$nulls":6},1632.6]
[null,null,null,"Кол.",30,{"$nulls":6},30]
["Поступление товаров и услуг 00000000172 от 15.08.2014 14:25:55",null,null,"БУ",1632.6,{"$nulls":6},1632.6]
[null,null,null,"Кол.",30,{"$nulls":6},30]
["Кабель ДТн-3-6z-1/8",null,null,"БУ",3910.5,{"$nulls":8},3910.5]
[null,null,null,"Кол.",0.237,{"$nulls":8},0.237]
["Основной склад",null,null,"БУ",3910.5,{"$nulls":8},3910.5]
[null,null,null,"Кол.",0.237,{"$nulls":8},0.237]
["Поступление товаров и услуг 00000000317 от 15.12.2014 14:03:11",null,null,"БУ",3910.5,{"$nulls":8},3910.5]
[null,null,null,"Кол.",0.237,{"$nulls":8},0.237]
["Кабель КПСЭнг(А)-FRLS 1*2*0,75",null,null,"БУ",2890.15,{"$nulls":8},2890.15]
[null,null,null,"Кол.",200,{"$nulls":8},200]
["Основной склад",null,null,"БУ",2890.15,{"$nulls":8},2890.15]
[null,null,null,"Кол.",200,{"$nulls":8},200]
["Поступление товаров и услуг 00000000138 от 15.07.2014 17:25:11",null,null,"БУ",2890.15,{"$nulls":8},2890.15]
[null,null,null,"Кол.",200,{"$nulls":8},200]
["Кабель КПСЭнг(А)-FRLS 1*2*1,5",null,null,"БУ",4740.14,{"$nulls":8},4740.14]
[null,null,null,"Кол.",200,{"$nulls":8},200]
["Основной склад",null,null,"БУ",4740.14,{"$nulls":8},4740.14]
[null,null,null,"Кол.",200,{"$nulls":8},200]
["Поступление товаров и услуг 00000000138 от 15.07.2014 17:25:11",null,null,"БУ",4740.14,{"$nulls":8},4740.14]
[null,null,null,"Кол.",200,{"$nulls":8},200]
["Кабельный ввод СМР 20, A2F Ni, M20 для монтажа всех типов небронированного кабеля RU-20A2F1RA5",null,null,"БУ",{"$nulls":5},8556.81,null,8556.81]
[null,null,null,"Кол.",{"$nulls":5},8,null,8]
["Основной склад",null,null,"БУ",{"$nulls":5},8556.81,null,8556.81]
[null,null,null,"Кол.",{"$nulls":5},8,null,8]
["Поступление товаров и услуг 00000000361 от 30.10.2015 17:22:29",null,null,"БУ",{"$nulls":5},8556.81,null,8556.81]
[null,null,null,"Кол.",{"$nulls":5},8,null,8]
["Клапан игольчатый S004.16.000 G1/2 внутр. G1/2 нар. латунь до 200С, 250 bar",null,null,"БУ",25932.3,{"$nulls":4},42881.36,null,54877.22,null,13936.44]
[null,null,null,"Кол.",30,{"$nulls":4},40,null,57,null,13]
["Основной склад",null,null,"БУ",25932.3,{"$nulls":4},42881.36,null,54877.22,null,13936.44]
[null,null,null,"Кол.",30,{"$nulls":4},40,null,57,null,13]
["Поступление товаров и услуг 00000000276 от 19.11.2014 12:00:00",null,null,"БУ",25932.3,{"$nulls":6},25932.3]
[null,null,null,"Кол.",30,{"$nulls":6},30]
["Поступление товаров и услуг 00000000252 от 17.09.2015 12:25:04",null,null,"БУ",{"$nulls":5},42881.36,null,28944.92,null,13936.44]
[null,null,null,"Кол.",{"$nulls":5},40,null,27,null,13]
["Клапан игольчатый S004.16.050 М20*1,5 внутр. - М20*1,5 нар. латунь до 200С, 250 бар",null,null,"БУ",18940.65,{"$nulls":4},135041.88,null,124936.45,null,29046.08]
[null,null,null,"Кол.",15,{"$nulls":4},94,null,90,null,19]
["Основной склад",null,null,"БУ",18940.65,{"$nulls":4},135041.88,null,124936.45,null,29046.08]
[null,null,null,"Кол.",15,{"$nulls":4},94,null,90,null,19]
["Поступление товаров и услуг 00000000276 от 19.11.2014 12:00:00",null,null,"БУ",12627.1,{"$nulls":6},12627.1]
[null,null,null,"Кол.",10,{"$nulls":6},10]
["Поступление товаров и услуг 00000000294 от 02.12.2014 14:47:20",null,null,"БУ",6313.55,{"$nulls":6},6313.55]
[null,null,null,"Кол.",5,{"$nulls":6},5]
["Поступление товаров и услуг 00000000098 от 30.06.2015 11:00:00",null,null,"БУ",{"$nulls":5},14279.7,null,14279.7]
[null,null,null,"Кол.",{"$nulls":5},10,null,10]
["Поступление товаров и услуг 00000000120 от 09.07.2015 16:01:53",null,null,"БУ",{"$nulls":5},95949.15,null,91716.1,null,4233.05]
[null,null,null,"Кол.",{"$nulls":5},68,null,65,null,3]
["Поступление товаров и услуг 00000000117 от 17.07.2015 15:58:26",null,null,"БУ",{"$nulls":5},15805.1,null,null,null,15805.1]
[null,null,null,"Кол.",{"$nulls":5},10,null,null,null,10]
["Поступление товаров и услуг 00000000123 от 22.07.2015 16:12:28",null,null,"БУ",{"$nulls":5},9007.93,null,null,null,9007.93]
[null,null,null,"Кол.",{"$nulls":5},6,null,null,null,6]
["Клемма Wago 222-412, 2*0,08-2,5мм",null,null,"БУ",{"$nulls":5},537.25,null,343.84,null,193.41]
[null,null,null,"Кол.",{"$nulls":5},50,null,32,null,18]
["Основной склад",null,null,"БУ",{"$nulls":5},537.25,null,343.84,null,193.41]
[null,null,null,"Кол.",{"$nulls":5},50,null,32,null,18]
["Поступление товаров и услуг 00000000290 от 01.10.2015 12:39:25",null,null,"БУ",{"$nulls":5},537.25,null,343.84,null,193.41]
[null,null,null,"Кол.",{"$nulls":5},50,null,32,null,18]
["Клеммник 2-х ярусный с землёй, 2,5мм.кв (серый); PUK2T",null,null,"БУ",{"$nulls":5},1580.98,null,1580.98]
[null,null,null,"Кол.",{"$nulls":5},10,null,10]
["Основной склад",null,null,"БУ",{"$nulls":5},1580.98,null,1580.98]
[null,null,null,"Кол.",{"$nulls":5},10,null,10]
["Поступление товаров и услуг 00000000069 от 02.06.2015 14:26:34",null,null,"БУ",{"$nulls":5},1580.98,null,1580.98]
[null,null,null,"Кол.",{"$nulls":5},10,null,10]
["Кнопка аварийного останова XALK174",null,null,"БУ",{"$nulls":5},12431.64,null,12431.64]
[null,null,null,"Кол.",{"$nulls":5},24,null,24]
["Основной склад",null,null,"БУ",{"$nulls":5},12431.64,null,12431.64]
[null,null,null,"Кол.",{"$nulls":5},24,null,24]
["Комплектация номенклатуры 00000000003 от 25.09.2015 12:00:00",null,null,"БУ",{"$nulls":5},7238.34,null,7238.34]
[null,null,null,"Кол.",{"$nulls":5},14,null,14]
["Комплектация номенклатуры 00000000005 от 28.09.2015 15:57:26",null,null,"БУ",{"$nulls":5},5193.3,null,5193.3]
[null,null,null,"Кол.",{"$nulls":5},10,null,10]
["Кнопка зеленая (1НО) с возвратом, 22мм",null,null,"БУ",{"$nulls":5},137.42,null,137.42]
[null,null,null,"Кол.",{"$nulls":5},2,null,2]
["Основной склад",null,null,"БУ",{"$nulls":5},137.42,null,137.42]
[null,null,null,"Кол.",{"$nulls":5},2,null,2]
["Поступление товаров и услуг 00000000113 от 15.07.2015 11:18:17",null,null,"БУ",{"$nulls":5},137.42,null,137.42]
[null,null,null,"Кол.",{"$nulls":5},2,null,2]
["Кнопка зеленая с подсветкой, 22мм 24В",null,null,"БУ",{"$nulls":5},865,null,865]
[null,null,null,"Кол.",{"$nulls":5},4,null,4]
["Основной склад",null,null,"БУ",{"$nulls":5},865,null,865]
[null,null,null,"Кол.",{"$nulls":5},4,null,4]
["Поступление товаров и услуг 00000000101 от 08.07.2015 15:34:25",null,null,"БУ",{"$nulls":5},865,null,865]
[null,null,null,"Кол.",{"$nulls":5},4,null,4]
["Кнопка красная возвратная 22мм 1нз",null,null,"БУ",{"$nulls":5},137.42,null,137.42]
[null,null,null,"Кол.",{"$nulls":5},2,null,2]
["Основной склад",null,null,"БУ",{"$nulls":5},137.42,null,137.42]
[null,null,null,"Кол.",{"$nulls":5},2,null,2]
["Поступление товаров и услуг 00000000102 от 08.07.2015 15:34:26",null,null,"БУ",{"$nulls":5},137.42,null,137.42]
[null,null,null,"Кол.",{"$nulls":5},2,null,2]
["Коврик для мыши пластиковый на резиновой основе Razer Sphex, клейкое основание, 320*230*1мм, черный",null,null,"БУ",567.2,{"$nulls":6},567.2]
[null,null,null,"Кол.",1,{"$nulls":6},1]
["Основной склад",null,null,"БУ",567.2,{"$nulls":6},567.2]
[null,null,null,"Кол.",1,{"$nulls":6},1]
["Поступление товаров и услуг 00000000239 от 13.10.2014 17:13:30",null,null,"БУ",567.2,{"$nulls":6},567.2]
[null,null,null,"Кол.",1,{"$nulls":6},1]
["Колпачок  для коннектора RJ45",null,null,"БУ",211.86,{"$nulls":8},211.86]
[null,null,null,"Кол.",50,{"$nulls":8},50]
["Основной склад",null,null,"БУ",211.86,{"$nulls":8},211.86]
[null,null,null,"Кол.",50,{"$nulls":8},50]
["Поступление товаров и услуг 00000000147 от 23.07.2014 12:17:14",null,null,"БУ",211.86,{"$nulls":8},211.86]
[null,null,null,"Кол.",50,{"$nulls":8},50]
["Коммутатор Zyxel ES-105A/S 5*10/100Base-TX",null,null,"БУ",{"$nulls":5},1779.66,null,889.83,null,889.83]
[null,null,null,"Кол.",{"$nulls":5},2,null,1,null,1]
["Основной склад",null,null,"БУ",{"$nulls":5},1779.66,null,889.83,null,889.83]
[null,null,null,"Кол.",{"$nulls":5},2,null,1,null,1]
["Поступление товаров и услуг 00000000162 от 05.08.2015 12:35:35",null,null,"БУ",{"$nulls":5},889.83,null,889.83]
[null,null,null,"Кол.",{"$nulls":5},1,null,1]
["Поступление товаров и услуг 00000000170 от 12.08.2015 12:02:56",null,null,"БУ",{"$nulls":5},889.83,null,null,null,889.83]
[null,null,null,"Кол.",{"$nulls":5},1,null,null,null,1]
["Комплект монтажных частей для ТИРЭС-100 (2 фланца Ду 100-1,6 МПа + 2 прокладки + крепеж)",null,null,"БУ",{"$nulls":5},5520,null,null,null,5520]
[null,null,null,"Кол.",{"$nulls":5},2,null,null,null,2]
["Основной склад",null,null,"БУ",{"$nulls":5},5520,null,null,null,5520]
[null,null,null,"Кол.",{"$nulls":5},2,null,null,null,2]
["Поступление товаров и услуг 00000000329 от 09.10.2015 15:51:54",null,null,"БУ",{"$nulls":5},5520,null,null,null,5520]
[null,null,null,"Кол.",{"$nulls":5},2,null,null,null,2]
["Комплект монтажных частей для ТИРЭС-15 (2 фланца воротниковых Ду 15-4.0 МПа + 2 прокладки + крепеж)",null,null,"БУ",{"$nulls":5},9200,null,9200]
[null,null,null,"Кол.",{"$nulls":5},4,null,4]
["Основной склад",null,null,"БУ",{"$nulls":5},9200,null,9200]
[null,null,null,"Кол.",{"$nulls":5},4,null,4]
["Поступление товаров и услуг 00000000296 от 30.09.2015 15:31:32",null,null,"БУ",{"$nulls":5},9200,null,9200]
[null,null,null,"Кол.",{"$nulls":5},4,null,4]
["Комплект монтажных частей для ТИРЭС-150 (2 фланца Ду 150-1,6 МПа + 2 прокладки + крепеж)",null,null,"БУ",{"$nulls":5},10000,null,10000]
[null,null,null,"Кол.",{"$nulls":5},2,null,2]
["Основной склад",null,null,"БУ",{"$nulls":5},10000,null,10000]
[null,null,null,"Кол.",{"$nulls":5},2,null,2]
["Поступление товаров и услуг 00000000296 от 30.09.2015 15:31:32",null,null,"БУ",{"$nulls":5},10000,null,10000]
[null,null,null,"Кол.",{"$nulls":5},2,null,2]
["Комплект монтажных частей для ТИРЭС-200 (2 фланца воротниковых Ду 200-4,0 МПа + 2 прокладки + крепеж",null,null,"БУ",{"$nulls":5},23600,null,23600]
[null,null,null,"Кол.",{"$nulls":5},2,null,2]
["Основной склад",null,null,"БУ",{"$nulls":5},23600,null,23600]
[null,null,null,"Кол.",{"$nulls":5},2,null,2]
["Поступление товаров и услуг 00000000296 от 30.09.2015 15:31:32",null,null,"БУ",{"$nulls":5},23600,null,23600]
[null,null,null,"Кол.",{"$nulls":5},2,null,2]
["Комплект монтажных частей для ТИРЭС-80 (2 фланца воротниковых Ду 80-4.0 МПа + 2 прокладки + крепеж)",null,null,"БУ",{"$nulls":5},11200,null,11200]
[null,null,null,"Кол.",{"$nulls":5},2,null,2]
["Основной склад",null,null,"БУ",{"$nulls":5},11200,null,11200]
[null,null,null,"Кол.",{"$nulls":5},2,null,2]
["Поступление товаров и услуг 00000000296 от 30.09.2015 15:31:32",null,null,"БУ",{"$nulls":5},11200,null,11200]
[null,null,null,"Кол.",{"$nulls":5},2,null,2]
["Конвертер RS-232 в RS-485 с автоматическим контролем за направлением передачи данных для RS-485",null,null,"БУ",1477.37,{"$nulls":8},1477.37]
[null,null,null,"Кол.",1,{"$nulls":8},1]
["Основной склад",null,null,"БУ",1477.37,{"$nulls":8},1477.37]
[null,null,null,"Кол.",1,{"$nulls":8},1]
["Поступление товаров и услуг 00000000184 от 19.07.2013 14:08:56",null,null,"БУ",1477.37,{"$nulls":8},1477.37]
[null,null,null,"Кол.",1,{"$nulls":8},1]
["Коннектор RJ45 8P8C, категория 5е, обжимной",null,null,"БУ",211.86,{"$nulls":8},211.86]
[null,null,null,"Кол.",50,{"$nulls":8},50]
["Основной склад",null,null,"БУ",211.86,{"$nulls":8},211.86]
[null,null,null,"Кол.",50,{"$nulls":8},50]
["Поступление товаров и услуг 00000000147 от 23.07.2014 12:17:14",null,null,"БУ",211.86,{"$nulls":8},211.86]
[null,null,null,"Кол.",50,{"$nulls":8},50]
["Концевой держатель CLIPFIX 35-5",null,null,"БУ",{"$nulls":5},450,null,450]
[null,null,null,"Кол.",{"$nulls":5},10,null,10]
["Основной склад",null,null,"БУ",{"$nulls":5},450,null,450]
[null,null,null,"Кол.",{"$nulls":5},10,null,10]
["Поступление товаров и услуг 00000000295 от 06.10.2015 13:40:37",null,null,"БУ",{"$nulls":5},450,null,450]
[null,null,null,"Кол.",{"$nulls":5},10,null,10]
["Короб перфорированный серый TD 25*25",null,null,"БУ",{"$nulls":5},66.1,null,66.1]
[null,null,null,"Кол.",{"$nulls":5},1,null,1]
["Основной склад",null,null,"БУ",{"$nulls":5},66.1,null,66.1]
[null,null,null,"Кол.",{"$nulls":5},1,null,1]
["Поступление товаров и услуг 00000000330 от 26.12.2014 12:00:01",null,null,"БУ",{"$nulls":5},66.1,null,66.1]
[null,null,null,"Кол.",{"$nulls":5},1,null,1]
["Коробка распределительная",null,null,"БУ",{"$nulls":5},304,null,304]
[null,null,null,"Кол.",{"$nulls":5},4,null,4]
["Основной склад",null,null,"БУ",{"$nulls":5},304,null,304]
[null,null,null,"Кол.",{"$nulls":5},4,null,4]
["Авансовый отчет 00000000045 от 20.08.2015 0:00:00",null,null,"БУ",{"$nulls":5},304,null,304]
[null,null,null,"Кол.",{"$nulls":5},4,null,4]
["Коробка распределительная 100*100",null,null,"БУ",{"$nulls":5},340,null,340]
[null,null,null,"Кол.",{"$nulls":5},4,null,4]
["Основной склад",null,null,"БУ",{"$nulls":5},340,null,340]
[null,null,null,"Кол.",{"$nulls":5},4,null,4]
["Поступление товаров и услуг 00000000192 от 20.08.2015 15:21:09",null,null,"БУ",{"$nulls":5},340,null,340]
[null,null,null,"Кол.",{"$nulls":5},4,null,4]
["Коробка распределительная 80*80*40мм для наружного монтажа IP55",null,null,"БУ",{"$nulls":5},410.72,null,410.72]
[null,null,null,"Кол.",{"$nulls":5},16,null,16]
["Основной склад",null,null,"БУ",{"$nulls":5},410.72,null,410.72]
[null,null,null,"Кол.",{"$nulls":5},16,null,16]
["Поступление товаров и услуг 00000000261 от 24.09.2015 10:57:37",null,null,"БУ",{"$nulls":5},410.72,null,410.72]
[null,null,null,"Кол.",{"$nulls":5},16,null,16]
["Коробка распределительная IP56, 150*110*70мм гладкие стенки",null,null,"БУ",{"$nulls":5},1858.61,null,1858.61]
[null,null,null,"Кол.",{"$nulls":5},17,null,17]
["Основной склад",null,null,"БУ",{"$nulls":5},1858.61,null,1858.61]
[null,null,null,"Кол.",{"$nulls":5},17,null,17]
["Поступление товаров и услуг 00000000113 от 15.07.2015 11:18:17",null,null,"БУ",{"$nulls":5},1858.61,null,1858.61]
[null,null,null,"Кол.",{"$nulls":5},17,null,17]
["Кран трехходовой для датчика",null,null,"БУ",{"$nulls":5},390,null,390]
[null,null,null,"Кол.",{"$nulls":5},2,null,2]
["Основной склад",null,null,"БУ",{"$nulls":5},390,null,390]
[null,null,null,"Кол.",{"$nulls":5},2,null,2]
["Поступление товаров и услуг 00000000192 от 20.08.2015 15:21:09",null,null,"БУ",{"$nulls":5},390,null,390]
[null,null,null,"Кол.",{"$nulls":5},2,null,2]
["Кронштейн КР4 для монтажа АИРов ДД на трубу 50мм",null,null,"БУ",{"$nulls":5},8450,null,8450]
[null,null,null,"Кол.",{"$nulls":5},10,null,10]
["Основной склад",null,null,"БУ",{"$nulls":5},8450,null,8450]
[null,null,null,"Кол.",{"$nulls":5},10,null,10]
["Поступление товаров и услуг 00000000387 от 04.12.2015 16:05:28",null,null,"БУ",{"$nulls":5},8450,null,8450]
[null,null,null,"Кол.",{"$nulls":5},10,null,10]
["Кронштейн монтажный Parker  BKT3CSB2 ",null,null,"БУ",4050.33,{"$nulls":8},4050.33]
[null,null,null,"Кол.",2,{"$nulls":8},2]
["Основной склад",null,null,"БУ",4050.33,{"$nulls":8},4050.33]
[null,null,null,"Кол.",2,{"$nulls":8},2]
["Поступление товаров и услуг 00000000005 от 15.01.2014 13:12:40",null,null,"БУ",4050.33,{"$nulls":8},4050.33]
[null,null,null,"Кол.",2,{"$nulls":8},2]
["Кронштейн-натяжитель",null,null,"БУ",550,{"$nulls":8},550]
[null,null,null,"Кол.",10,{"$nulls":8},10]
["Основной склад",null,null,"БУ",550,{"$nulls":8},550]
[null,null,null,"Кол.",10,{"$nulls":8},10]
["Поступление товаров и услуг 00000000236 от 06.10.2014 15:08:14",null,null,"БУ",550,{"$nulls":8},550]
[null,null,null,"Кол.",10,{"$nulls":8},10]
["Лампа сигнальная LTD-5101J, цв. Красный, диам.100мм, светодиодная с сиреной = 220В",null,null,"БУ",{"$nulls":5},1114.16,null,1114.16]
[null,null,null,"Кол.",{"$nulls":5},1,null,1]
["Основной склад",null,null,"БУ",{"$nulls":5},1114.16,null,1114.16]
[null,null,null,"Кол.",{"$nulls":5},1,null,1]
["Поступление товаров и услуг 00000000108 от 14.05.2014 15:41:08",null,null,"БУ",{"$nulls":5},1114.16,null,1114.16]
[null,null,null,"Кол.",{"$nulls":5},1,null,1]
["Лампа сигнальная LTD-5101J, цв. Красный, диам.100мм, светодиодная с сиреной = 24В",null,null,"БУ",{"$nulls":5},1123.06,null,1123.06]
[null,null,null,"Кол.",{"$nulls":5},1,null,1]
["Основной склад",null,null,"БУ",{"$nulls":5},1123.06,null,1123.06]
[null,null,null,"Кол.",{"$nulls":5},1,null,1]
["Поступление товаров и услуг 00000000218 от 23.07.2013 18:26:57",null,null,"БУ",{"$nulls":5},1123.06,null,1123.06]
[null,null,null,"Кол.",{"$nulls":5},1,null,1]
["Лента М21-375-499, 9,53мм/4,87м, нейлон, черный на белом",null,null,"БУ",12738,{"$nulls":6},2003,null,10735]
[null,null,null,"Кол.",12,{"$nulls":6},2,null,10]
["Основной склад",null,null,"БУ",12738,{"$nulls":6},2003,null,10735]
[null,null,null,"Кол.",12,{"$nulls":6},2,null,10]
["Поступление товаров и услуг 00000000071 от 12.03.2012 10:46:33",null,null,"БУ",3004.5,{"$nulls":6},2003,null,1001.5]
[null,null,null,"Кол.",3,{"$nulls":6},2,null,1]
["Поступление товаров и услуг 00000000146 от 29.05.2012 19:07:07",null,null,"БУ",4326,{"$nulls":8},4326]
[null,null,null,"Кол.",4,{"$nulls":8},4]
["Поступление товаров и услуг 00000000252 от 13.09.2012 16:10:12",null,null,"БУ",5407.5,{"$nulls":8},5407.5]
[null,null,null,"Кол.",5,{"$nulls":8},5]
["Лента М21-500-595-WT, 12,7мм/6,4м, винил, черный на белом",null,null,"БУ",{"$nulls":5},3041.34,null,3041.34]
[null,null,null,"Кол.",{"$nulls":5},2,null,2]
["Основной склад",null,null,"БУ",{"$nulls":5},3041.34,null,3041.34]
[null,null,null,"Кол.",{"$nulls":5},2,null,2]
["Поступление товаров и услуг 00000000122 от 20.07.2015 15:53:30",null,null,"БУ",{"$nulls":5},3041.34,null,3041.34]
[null,null,null,"Кол.",{"$nulls":5},2,null,2]
["Лента М21-750-595-WT, 19,05мм/6,4м, винил, черный на белом",null,null,"БУ",{"$nulls":5},2118.53,null,2118.53]
[null,null,null,"Кол.",{"$nulls":5},1,null,1]
["Основной склад",null,null,"БУ",{"$nulls":5},2118.53,null,2118.53]
[null,null,null,"Кол.",{"$nulls":5},1,null,1]
["Поступление товаров и услуг 00000000122 от 20.07.2015 15:53:30",null,null,"БУ",{"$nulls":5},2118.53,null,2118.53]
[null,null,null,"Кол.",{"$nulls":5},1,null,1]
["Мановакуумметр ТМВ-610Р.00 (-0,1..0,15 МРа) М20*1.5, к.т.1,5, корпус - сталь, цвет - черный, IP40",null,null,"БУ",838.98,{"$nulls":6},838.98]
[null,null,null,"Кол.",2,{"$nulls":6},2]
["Основной склад",null,null,"БУ",838.98,{"$nulls":6},838.98]
[null,null,null,"Кол.",2,{"$nulls":6},2]
["Поступление товаров и услуг 00000000294 от 02.12.2014 14:47:20",null,null,"БУ",838.98,{"$nulls":6},838.98]
[null,null,null,"Кол.",2,{"$nulls":6},2]
["Манометр 100мм, ТИП КМ-22Р (0-4kPa) G1/2.1,5, присоединение радиальное, 0-4КРа, G1/2 (снизу), кл.1,5",null,null,"БУ",{"$nulls":5},17559.32,null,8779.66,null,8779.66]
[null,null,null,"Кол.",{"$nulls":5},8,null,4,null,4]
["Основной склад",null,null,"БУ",{"$nulls":5},17559.32,null,8779.66,null,8779.66]
[null,null,null,"Кол.",{"$nulls":5},8,null,4,null,4]
["Поступление товаров и услуг 00000000301 от 01.10.2015 12:39:27",null,null,"БУ",{"$nulls":5},17559.32,null,8779.66,null,8779.66]
[null,null,null,"Кол.",{"$nulls":5},8,null,4,null,4]
["Манометр 100мм, ТИП КМ-22Р М20*1,5 (0-2,5kPa), кл.1,5, корпус - нержавеющая сталь, механизм - медный",null,null,"БУ",{"$nulls":5},26338.98,null,8779.66,null,17559.32]
[null,null,null,"Кол.",{"$nulls":5},12,null,4,null,8]
["Основной склад",null,null,"БУ",{"$nulls":5},26338.98,null,8779.66,null,17559.32]
[null,null,null,"Кол.",{"$nulls":5},12,null,4,null,8]
["Поступление товаров и услуг 00000000283 от 24.09.2015 10:57:43",null,null,"БУ",{"$nulls":5},17559.32,null,8779.66,null,8779.66]
[null,null,null,"Кол.",{"$nulls":5},8,null,4,null,4]
["Поступление товаров и услуг 00000000284 от 24.09.2015 10:57:44",null,null,"БУ",{"$nulls":5},8779.66,null,null,null,8779.66]
[null,null,null,"Кол.",{"$nulls":5},4,null,null,null,4]
["Манометр 100мм, ТИП КМ-22Р. М20*1,5 (0-40КРа), кл.1,5, корпус - нержавеющая сталь, механизм - медный",null,null,"БУ",{"$nulls":5},26338.98,null,17559.32,null,8779.66]
[null,null,null,"Кол.",{"$nulls":5},12,null,8,null,4]
["Основной склад",null,null,"БУ",{"$nulls":5},26338.98,null,17559.32,null,8779.66]
[null,null,null,"Кол.",{"$nulls":5},12,null,8,null,4]
["Поступление товаров и услуг 00000000120 от 09.07.2015 16:01:53",null,null,"БУ",{"$nulls":5},8779.66,null,8779.66]
[null,null,null,"Кол.",{"$nulls":5},4,null,4]
["Поступление товаров и услуг 00000000252 от 17.09.2015 12:25:04",null,null,"БУ",{"$nulls":5},17559.32,null,8779.66,null,8779.66]
[null,null,null,"Кол.",{"$nulls":5},8,null,4,null,4]
["Манометр 100мм, ТИП КМ-22Р. М20*1,5 (снизу) 0-10КРа, кл.1,5, корпус CrNi сталь, механизм - латунь",null,null,"БУ",3135.6,{"$nulls":6},3135.6]
[null,null,null,"Кол.",2,{"$nulls":6},2]
["Основной склад",null,null,"БУ",3135.6,{"$nulls":6},3135.6]
[null,null,null,"Кол.",2,{"$nulls":6},2]
["Поступление товаров и услуг 00000000292 от 02.12.2014 14:13:29",null,null,"БУ",3135.6,{"$nulls":6},3135.6]
[null,null,null,"Кол.",2,{"$nulls":6},2]
["Манометр 100мм, ТИП КМ-22Р. М20*1,5 (снизу) 0-40КРа, кл.1,5, корпус CrNi сталь, механизм - латунь",null,null,"БУ",1567.8,{"$nulls":8},1567.8]
[null,null,null,"Кол.",1,{"$nulls":8},1]
["Основной склад",null,null,"БУ",1567.8,{"$nulls":8},1567.8]
[null,null,null,"Кол.",1,{"$nulls":8},1]
["Поступление товаров и услуг 00000000292 от 02.12.2014 14:13:29",null,null,"БУ",1567.8,{"$nulls":8},1567.8]
[null,null,null,"Кол.",1,{"$nulls":8},1]
["Манометр 150мм, ТМ-610Р М20*1,5 (снизу) 0-0,4МРа, кл.1,5, корпус сталь, цвет черный, IP40",null,null,"БУ",838.98,{"$nulls":6},838.98]
[null,null,null,"Кол.",2,{"$nulls":6},2]
["Основной склад",null,null,"БУ",838.98,{"$nulls":6},838.98]
[null,null,null,"Кол.",2,{"$nulls":6},2]
["Поступление товаров и услуг 00000000294 от 02.12.2014 14:47:20",null,null,"БУ",838.98,{"$nulls":6},838.98]
[null,null,null,"Кол.",2,{"$nulls":6},2]
["Манометр 150мм, ТМ-610Р М20*1,5 (снизу) 0-4МРа, кл.1,5, корпус сталь, цвет черный, IP40",null,null,"БУ",419.49,{"$nulls":6},419.49]
[null,null,null,"Кол.",1,{"$nulls":6},1]
["Основной склад",null,null,"БУ",419.49,{"$nulls":6},419.49]
[null,null,null,"Кол.",1,{"$nulls":6},1]
["Поступление товаров и услуг 00000000294 от 02.12.2014 14:47:20",null,null,"БУ",419.49,{"$nulls":6},419.49]
[null,null,null,"Кол.",1,{"$nulls":6},1]
["Манометр 150мм, ТМ-610Р. М20*1,5 (снизу) 0-10 кгс/см2,  кл.1,5, общетехнической показывающий",null,null,"БУ",{"$nulls":5},4122.87,null,3533.89,null,588.98]
[null,null,null,"Кол.",{"$nulls":5},7,null,6,null,1]
["Основной склад",null,null,"БУ",{"$nulls":5},4122.87,null,3533.89,null,588.98]
[null,null,null,"Кол.",{"$nulls":5},7,null,6,null,1]
["Поступление товаров и услуг 00000000120 от 09.07.2015 16:01:53",null,null,"БУ",{"$nulls":5},2355.93,null,2355.93]
[null,null,null,"Кол.",{"$nulls":5},4,null,4]
["Поступление товаров и услуг 00000000117 от 17.07.2015 15:58:26",null,null,"БУ",{"$nulls":5},1766.94,null,1177.96,null,588.98]
[null,null,null,"Кол.",{"$nulls":5},3,null,2,null,1]
["Манометр 150мм, ТМ-610Р. М20*1,5 (снизу) 0-16 кгс/см2,  кл.1,5, общетехнической показывающий",null,null,"БУ",{"$nulls":5},1177.96,null,1177.96]
[null,null,null,"Кол.",{"$nulls":5},2,null,2]
["Основной склад",null,null,"БУ",{"$nulls":5},1177.96,null,1177.96]
[null,null,null,"Кол.",{"$nulls":5},2,null,2]
["Поступление товаров и услуг 00000000117 от 17.07.2015 15:58:26",null,null,"БУ",{"$nulls":5},1177.96,null,1177.96]
[null,null,null,"Кол.",{"$nulls":5},2,null,2]
["Манометр 150мм, ТМ-610Р. М20*1,5 (снизу) 0-25 кгс/см2,  кл.1,5, 150мм, общетехнической показывающий",null,null,"БУ",{"$nulls":5},1177.96,null,1177.96]
[null,null,null,"Кол.",{"$nulls":5},2,null,2]
["Основной склад",null,null,"БУ",{"$nulls":5},1177.96,null,1177.96]
[null,null,null,"Кол.",{"$nulls":5},2,null,2]
["Поступление товаров и услуг 00000000117 от 17.07.2015 15:58:26",null,null,"БУ",{"$nulls":5},1177.96,null,1177.96]
[null,null,null,"Кол.",{"$nulls":5},2,null,2]
["Манометр 150мм, ТМ-610Р. М20*1,5 (снизу) 0-6 кгс/см2) кл.1,5, корпус сталь, 150С, IP40",null,null,"БУ",1677.96,{"$nulls":6},1677.96]
[null,null,null,"Кол.",4,{"$nulls":6},4]
["Основной склад",null,null,"БУ",1677.96,{"$nulls":6},1677.96]
[null,null,null,"Кол.",4,{"$nulls":6},4]
["Поступление товаров и услуг 00000000276 от 19.11.2014 12:00:00",null,null,"БУ",1677.96,{"$nulls":6},1677.96]
[null,null,null,"Кол.",4,{"$nulls":6},4]
["Манометр 150мм, ТМ-610Р.00 М20*1,5 (снизу) 0-1 кгс/см2 Д=150мм, кл.1,5, корпус сталь, IP40",null,null,"БУ",838.98,{"$nulls":4},2355.93,null,3194.91]
[null,null,null,"Кол.",2,{"$nulls":4},4,null,6]
["Основной склад",null,null,"БУ",838.98,{"$nulls":4},2355.93,null,3194.91]
[null,null,null,"Кол.",2,{"$nulls":4},4,null,6]
["Поступление товаров и услуг 00000000276 от 19.11.2014 12:00:00",null,null,"БУ",838.98,{"$nulls":6},838.98]
[null,null,null,"Кол.",2,{"$nulls":6},2]
["Поступление товаров и услуг 00000000120 от 09.07.2015 16:01:53",null,null,"БУ",{"$nulls":5},2355.93,null,2355.93]
[null,null,null,"Кол.",{"$nulls":5},4,null,4]
["Манометр 150мм, ТМ-610Р.00 М20*1,5 (снизу) 0-40 кгс/см2, кл.1,5, корпус сталь, IP40",null,null,"БУ",2097.45,{"$nulls":4},2355.93,null,3864.4,null,588.98]
[null,null,null,"Кол.",5,{"$nulls":4},4,null,8,null,1]
["Основной склад",null,null,"БУ",2097.45,{"$nulls":4},2355.93,null,3864.4,null,588.98]
[null,null,null,"Кол.",5,{"$nulls":4},4,null,8,null,1]
["Поступление товаров и услуг 00000000276 от 19.11.2014 12:00:00",null,null,"БУ",2097.45,{"$nulls":6},2097.45]
[null,null,null,"Кол.",5,{"$nulls":6},5]
["Поступление товаров и услуг 00000000120 от 09.07.2015 16:01:53",null,null,"БУ",{"$nulls":5},2355.93,null,1766.95,null,588.98]
[null,null,null,"Кол.",{"$nulls":5},4,null,3,null,1]
["Манометр 150мм, ТМ-620Р.00 М20*1,5, 150С, (0-1МРа) диам.150мм, кл.1,5, корпус сталь, IP40",null,null,"БУ",{"$nulls":5},5466.1,null,5466.1]
[null,null,null,"Кол.",{"$nulls":5},3,null,3]
["Основной склад",null,null,"БУ",{"$nulls":5},5466.1,null,5466.1]
[null,null,null,"Кол.",{"$nulls":5},3,null,3]
["Поступление товаров и услуг 00000000120 от 09.07.2015 16:01:53",null,null,"БУ",{"$nulls":5},5466.1,null,5466.1]
[null,null,null,"Кол.",{"$nulls":5},3,null,3]
["Манометр 150мм, ТМ-620Р.00 М20*1,5, 150С, (0-4МРа) диам.150мм, кл.1,0 корпус CrNi сталь (разборный),",null,null,"БУ",{"$nulls":5},5466.1,null,5466.1]
[null,null,null,"Кол.",{"$nulls":5},3,null,3]
["Основной склад",null,null,"БУ",{"$nulls":5},5466.1,null,5466.1]
[null,null,null,"Кол.",{"$nulls":5},3,null,3]
["Поступление товаров и услуг 00000000120 от 09.07.2015 16:01:53",null,null,"БУ",{"$nulls":5},5466.1,null,5466.1]
[null,null,null,"Кол.",{"$nulls":5},3,null,3]
["Манометр 150мм, ТМ-621Р.00 М20*1,5, (0-1МРа) диам.150мм, кл.1,0 корпус CrNi сталь (разборный),",null,null,"БУ",{"$nulls":5},5822.03,null,5822.03]
[null,null,null,"Кол.",{"$nulls":5},2,null,2]
["Основной склад",null,null,"БУ",{"$nulls":5},5822.03,null,5822.03]
[null,null,null,"Кол.",{"$nulls":5},2,null,2]
["Поступление товаров и услуг 00000000120 от 09.07.2015 16:01:53",null,null,"БУ",{"$nulls":5},5822.03,null,5822.03]
[null,null,null,"Кол.",{"$nulls":5},2,null,2]
["Манометр МП4-Уф 0-1,0 кгс/см2 кл.т. 1,5",null,null,"БУ",{"$nulls":5},1190,null,null,null,1190]
[null,null,null,"Кол.",{"$nulls":5},2,null,null,null,2]
["Основной склад",null,null,"БУ",{"$nulls":5},1190,null,null,null,1190]
[null,null,null,"Кол.",{"$nulls":5},2,null,null,null,2]
["Поступление товаров и услуг 00000000401 от 17.12.2015 16:49:44",null,null,"БУ",{"$nulls":5},1190,null,null,null,1190]
[null,null,null,"Кол.",{"$nulls":5},2,null,null,null,2]
["Манометр МП4У, 10 кгс/см2",null,null,"БУ",566.95,{"$nulls":8},566.95]
[null,null,null,"Кол.",1,{"$nulls":8},1]
["Основной склад",null,null,"БУ",566.95,{"$nulls":8},566.95]
[null,null,null,"Кол.",1,{"$nulls":8},1]
["Поступление товаров и услуг 00000000150 от 20.06.2013 14:53:17",null,null,"БУ",566.95,{"$nulls":8},566.95]
[null,null,null,"Кол.",1,{"$nulls":8},1]
["Манометр с электроконтактной приставкой диам.корп.150мм, ТМ-610Р.01, М20*1,5 0-10 кгс/см2, кл.1,5",null,null,"БУ",{"$nulls":5},1258.47,null,1258.47]
[null,null,null,"Кол.",{"$nulls":5},1,null,1]
["Основной склад",null,null,"БУ",{"$nulls":5},1258.47,null,1258.47]
[null,null,null,"Кол.",{"$nulls":5},1,null,1]
["Поступление товаров и услуг 00000000117 от 17.07.2015 15:58:26",null,null,"БУ",{"$nulls":5},1258.47,null,1258.47]
[null,null,null,"Кол.",{"$nulls":5},1,null,1]
["Манометр ТМ-610 радиальный М20*1,5, 16 кгс/см2 ",null,null,"БУ",788.14,{"$nulls":8},788.14]
[null,null,null,"Кол.",2,{"$nulls":8},2]
["Основной склад",null,null,"БУ",788.14,{"$nulls":8},788.14]
[null,null,null,"Кол.",2,{"$nulls":8},2]
["Поступление товаров и услуг 00000000142 от 27.06.2013 12:00:00",null,null,"БУ",788.14,{"$nulls":8},788.14]
[null,null,null,"Кол.",2,{"$nulls":8},2]
["Манометр ТМ-610Р.00 (0.. 1,0 МПа) М20*1,5, 150С, 1,5",null,null,"БУ",{"$nulls":5},2238.14,null,559.54,null,1678.6]
[null,null,null,"Кол.",{"$nulls":5},4,null,1,null,3]
["Основной склад",null,null,"БУ",{"$nulls":5},2238.14,null,559.54,null,1678.6]
[null,null,null,"Кол.",{"$nulls":5},4,null,1,null,3]
["Поступление товаров и услуг 00000000123 от 22.07.2015 16:12:28",null,null,"БУ",{"$nulls":5},2238.14,null,559.54,null,1678.6]
[null,null,null,"Кол.",{"$nulls":5},4,null,1,null,3]
["Манометр ТМ-620Р.00 (0-1МРа) М20*1,5, 150С.1,0, 150мм, ТИП-ТМ-620Р, кл.1,0 корпус-CrNi сталь (разбор",null,null,"БУ",{"$nulls":5},7288.14,null,5466.11,null,1822.03]
[null,null,null,"Кол.",{"$nulls":5},4,null,3,null,1]
["Основной склад",null,null,"БУ",{"$nulls":5},7288.14,null,5466.11,null,1822.03]
[null,null,null,"Кол.",{"$nulls":5},4,null,3,null,1]
["Поступление товаров и услуг 00000000252 от 17.09.2015 12:25:04",null,null,"БУ",{"$nulls":5},7288.14,null,5466.11,null,1822.03]
[null,null,null,"Кол.",{"$nulls":5},4,null,3,null,1]
["Манометр э/к ТМ-610Р.05 (0.. 1,6 МПа) М20*1,5, кл. 1,5",null,null,"БУ",{"$nulls":5},2466.61,null,1233.31,null,1233.3]
[null,null,null,"Кол.",{"$nulls":5},2,null,1,null,1]
["Основной склад",null,null,"БУ",{"$nulls":5},2466.61,null,1233.31,null,1233.3]
[null,null,null,"Кол.",{"$nulls":5},2,null,1,null,1]
["Поступление товаров и услуг 00000000123 от 22.07.2015 16:12:28",null,null,"БУ",{"$nulls":5},2466.61,null,1233.31,null,1233.3]
[null,null,null,"Кол.",{"$nulls":5},2,null,1,null,1]
["Мембранный блок \"Сапфир 22\"",null,null,"БУ",{"$nulls":5},3500,null,null,null,3500]
[null,null,null,"Кол.",{"$nulls":5},2,null,null,null,2]
["Основной склад",null,null,"БУ",{"$nulls":5},3500,null,null,null,3500]
[null,null,null,"Кол.",{"$nulls":5},2,null,null,null,2]
["Комплектация номенклатуры 00000000007 от 28.12.2015 17:33:46",null,null,"БУ",{"$nulls":5},3500,null,null,null,3500]
[null,null,null,"Кол.",{"$nulls":5},2,null,null,null,2]
["Модуль МС-0201-01-0",null,null,"БУ",{"$nulls":5},5589.42,null,5589.42]
[null,null,null,"Кол.",{"$nulls":5},1,null,1]
["Основной склад",null,null,"БУ",{"$nulls":5},5589.42,null,5589.42]
[null,null,null,"Кол.",{"$nulls":5},1,null,1]
["Поступление товаров и услуг 00000000329 от 09.09.2013 19:08:55",null,null,"БУ",{"$nulls":5},5589.42,null,5589.42]
[null,null,null,"Кол.",{"$nulls":5},1,null,1]
["Модуль расширения AL2-4EYR",null,null,"БУ",{"$nulls":5},5332.2,null,null,null,5332.2]
[null,null,null,"Кол.",{"$nulls":5},2,null,null,null,2]
["Основной склад",null,null,"БУ",{"$nulls":5},5332.2,null,null,null,5332.2]
[null,null,null,"Кол.",{"$nulls":5},2,null,null,null,2]
["Поступление товаров и услуг 00000000368 от 05.11.2015 12:00:00",null,null,"БУ",{"$nulls":5},5332.2,null,null,null,5332.2]
[null,null,null,"Кол.",{"$nulls":5},2,null,null,null,2]
["Монитор ЖК 27\" Samsung Syncmaster S27C450D, 1920*1080 LED, 16:9, 300кд, 1000:1, 5мс, TN, 170/160",null,null,"БУ",9076.32,{"$nulls":6},9076.32]
[null,null,null,"Кол.",1,{"$nulls":6},1]
["Основной склад",null,null,"БУ",9076.32,{"$nulls":6},9076.32]
[null,null,null,"Кол.",1,{"$nulls":6},1]
["Поступление товаров и услуг 00000000239 от 13.10.2014 17:13:30",null,null,"БУ",9076.32,{"$nulls":6},9076.32]
[null,null,null,"Кол.",1,{"$nulls":6},1]
["Монтажный кабель экранированный МКЭШ 2*0,5мм кв",null,null,"БУ",{"$nulls":5},3072.94,null,3072.94]
[null,null,null,"Кол.",{"$nulls":5},223,null,223]
["Основной склад",null,null,"БУ",{"$nulls":5},3072.94,null,3072.94]
[null,null,null,"Кол.",{"$nulls":5},223,null,223]
["Поступление товаров и услуг 00000000113 от 15.07.2015 11:18:17",null,null,"БУ",{"$nulls":5},2756,null,2756]
[null,null,null,"Кол.",{"$nulls":5},200,null,200]
["Поступление товаров и услуг 00000000115 от 17.07.2015 14:48:39",null,null,"БУ",{"$nulls":5},316.94,null,316.94]
[null,null,null,"Кол.",{"$nulls":5},23,null,23]
["Монтажный кабель экранированный МКЭШ 3*0,5мм кв",null,null,"БУ",{"$nulls":5},6648,null,6481.8,null,166.2]
[null,null,null,"Кол.",{"$nulls":5},400,null,390,null,10]
["Основной склад",null,null,"БУ",{"$nulls":5},6648,null,6481.8,null,166.2]
[null,null,null,"Кол.",{"$nulls":5},400,null,390,null,10]
["Поступление товаров и услуг 00000000102 от 08.07.2015 15:34:26",null,null,"БУ",{"$nulls":5},3324,null,3324]
[null,null,null,"Кол.",{"$nulls":5},200,null,200]
["Поступление товаров и услуг 00000000113 от 15.07.2015 11:18:17",null,null,"БУ",{"$nulls":5},3324,null,3157.8,null,166.2]
[null,null,null,"Кол.",{"$nulls":5},200,null,190,null,10]
["Монтажный кабель экранированный МКЭШ 7*0,5мм кв",null,null,"БУ",{"$nulls":5},7158,null,4772,null,2386]
[null,null,null,"Кол.",{"$nulls":5},300,null,200,null,100]
["Основной склад",null,null,"БУ",{"$nulls":5},7158,null,4772,null,2386]
[null,null,null,"Кол.",{"$nulls":5},300,null,200,null,100]
["Поступление товаров и услуг 00000000113 от 15.07.2015 11:18:17",null,null,"БУ",{"$nulls":5},7158,null,4772,null,2386]
[null,null,null,"Кол.",{"$nulls":5},300,null,200,null,100]
["Монтажный комплект для крепления клапанного блока к да давления ДР (4 болта М10*20 + 4 шайбы + 4 рез",null,null,"БУ",1936,{"$nulls":6},968,null,968]
[null,null,null,"Кол.",8,{"$nulls":6},4,null,4]
["Основной склад",null,null,"БУ",1936,{"$nulls":6},968,null,968]
[null,null,null,"Кол.",8,{"$nulls":6},4,null,4]
["Поступление товаров и услуг 00000000293 от 02.12.2014 14:24:30",null,null,"БУ",1936,{"$nulls":6},968,null,968]
[null,null,null,"Кол.",8,{"$nulls":6},4,null,4]
["Мультиметр M4NS-NA 4 разр., масштаб, W48XH24mm, вход 4:20 mA, без внешнего питания",null,null,"БУ",{"$nulls":5},75252.78,null,7802.54,null,67450.24]
[null,null,null,"Кол.",{"$nulls":5},38,null,4,null,34]
["Основной склад",null,null,"БУ",{"$nulls":5},75252.78,null,7802.54,null,67450.24]
[null,null,null,"Кол.",{"$nulls":5},38,null,4,null,34]
["Поступление товаров и услуг 00000000181 от 10.08.2015 12:00:01",null,null,"БУ",{"$nulls":5},7802.54,null,7802.54]
[null,null,null,"Кол.",{"$nulls":5},4,null,4]
["Поступление товаров и услуг 00000000316 от 07.10.2015 14:01:57",null,null,"БУ",{"$nulls":5},67450.24,null,null,null,67450.24]
[null,null,null,"Кол.",{"$nulls":5},34,null,null,null,34]
["Набор Logitech Desktop MK120, USB, клавиатура: влагозащищенная, мышь: оптическая, 1000dpi, 3 кнопки,",null,null,"БУ",702.84,{"$nulls":6},702.84]
[null,null,null,"Кол.",1,{"$nulls":6},1]
["Основной склад",null,null,"БУ",702.84,{"$nulls":6},702.84]
[null,null,null,"Кол.",1,{"$nulls":6},1]
["Поступление товаров и услуг 00000000239 от 13.10.2014 17:13:30",null,null,"БУ",702.84,{"$nulls":6},702.84]
[null,null,null,"Кол.",1,{"$nulls":6},1]
["Наконечник - гильза 0,5 мм2 Е0508 (100шт)",null,null,"БУ",{"$nulls":5},160,null,160]
[null,null,null,"Кол.",{"$nulls":5},500,null,500]
["Основной склад",null,null,"БУ",{"$nulls":5},160,null,160]
[null,null,null,"Кол.",{"$nulls":5},500,null,500]
["Поступление товаров и услуг 00000000192 от 20.08.2015 15:21:09",null,null,"БУ",{"$nulls":5},160,null,160]
[null,null,null,"Кол.",{"$nulls":5},500,null,500]
["Наконечник - гильза двойные 0,5мм2",null,null,"БУ",{"$nulls":5},315,null,315]
[null,null,null,"Кол.",{"$nulls":5},500,null,500]
["Основной склад",null,null,"БУ",{"$nulls":5},315,null,315]
[null,null,null,"Кол.",{"$nulls":5},500,null,500]
["Поступление товаров и услуг 00000000192 от 20.08.2015 15:21:09",null,null,"БУ",{"$nulls":5},315,null,315]
[null,null,null,"Кол.",{"$nulls":5},500,null,500]
["Наконечник НШвИ 0,5-8 белый (DIN) (100шт)",null,null,"БУ",{"$nulls":5},300,null,300]
[null,null,null,"Кол.",{"$nulls":5},3,null,3]
["Основной склад",null,null,"БУ",{"$nulls":5},300,null,300]
[null,null,null,"Кол.",{"$nulls":5},3,null,3]
["Поступление товаров и услуг 00000000260 от 24.09.2015 10:57:36",null,null,"БУ",{"$nulls":5},300,null,300]
[null,null,null,"Кол.",{"$nulls":5},3,null,3]
["Напоромер КМ-22Р 100мм, М20*1,5, 0,,,40КРа кл.1,5 корпус CrNi сталь, механизм - медный сплав",null,null,"БУ",3135.6,{"$nulls":8},3135.6]
[null,null,null,"Кол.",2,{"$nulls":8},2]
["Основной склад",null,null,"БУ",3135.6,{"$nulls":8},3135.6]
[null,null,null,"Кол.",2,{"$nulls":8},2]
["Поступление товаров и услуг 00000000276 от 19.11.2014 12:00:00",null,null,"БУ",3135.6,{"$nulls":8},3135.6]
[null,null,null,"Кол.",2,{"$nulls":8},2]
["Напоромер НМП-100-М1Р, 0-4 кПа",null,null,"БУ",3305.08,{"$nulls":8},3305.08]
[null,null,null,"Кол.",3,{"$nulls":8},3]
["Основной склад",null,null,"БУ",3305.08,{"$nulls":8},3305.08]
[null,null,null,"Кол.",3,{"$nulls":8},3]
["Поступление товаров и услуг 00000000150 от 20.06.2013 14:53:17",null,null,"БУ",3305.08,{"$nulls":8},3305.08]
[null,null,null,"Кол.",3,{"$nulls":8},3]
["Напоромер НМП-52-М2, 4 кРа",null,null,"БУ",4500.05,{"$nulls":6},2250.02,null,2250.03]
[null,null,null,"Кол.",4,{"$nulls":6},2,null,2]
["Основной склад",null,null,"БУ",4500.05,{"$nulls":6},2250.02,null,2250.03]
[null,null,null,"Кол.",4,{"$nulls":6},2,null,2]
["Поступление товаров и услуг 00000000350 от 10.10.2013 17:33:09",null,null,"БУ",4500.05,{"$nulls":6},2250.02,null,2250.03]
[null,null,null,"Кол.",4,{"$nulls":6},2,null,2]
["Напоромер НМП-52-М3, 0-4 кРа",null,null,"БУ",{"$nulls":5},7646.61,null,null,null,7646.61]
[null,null,null,"Кол.",{"$nulls":5},7,null,null,null,7]
["Основной склад",null,null,"БУ",{"$nulls":5},7646.61,null,null,null,7646.61]
[null,null,null,"Кол.",{"$nulls":5},7,null,null,null,7]
["Поступление товаров и услуг 00000000080 от 08.06.2015 13:23:03",null,null,"БУ",{"$nulls":5},7646.61,null,null,null,7646.61]
[null,null,null,"Кол.",{"$nulls":5},7,null,null,null,7]
["Ниппельное соединение HCH-14-G1/2-A",null,null,"БУ",{"$nulls":5},647.9,null,647.9]
[null,null,null,"Кол.",{"$nulls":5},9,null,9]
["Основной склад",null,null,"БУ",{"$nulls":5},647.9,null,647.9]
[null,null,null,"Кол.",{"$nulls":5},9,null,9]
["Поступление товаров и услуг 00000000334 от 26.12.2014 12:00:05",null,null,"БУ",{"$nulls":5},647.9,null,647.9]
[null,null,null,"Кол.",{"$nulls":5},9,null,9]
["Ниппельное соединение с торцевым уплотнением HCH-14-М20*1,5-A",null,null,"БУ",{"$nulls":5},13500,null,3240,null,10260]
[null,null,null,"Кол.",{"$nulls":5},100,null,24,null,76]
["Основной склад",null,null,"БУ",{"$nulls":5},13500,null,3240,null,10260]
[null,null,null,"Кол.",{"$nulls":5},100,null,24,null,76]
["Поступление товаров и услуг 00000000192 от 20.08.2015 15:21:09",null,null,"БУ",{"$nulls":5},13500,null,3240,null,10260]
[null,null,null,"Кол.",{"$nulls":5},100,null,24,null,76]
["Обжимной фитинг ТА70-NV Коническое уплотнение",null,null,"БУ",{"$nulls":5},9557.33,null,9557.33]
[null,null,null,"Кол.",{"$nulls":5},4,null,4]
["Основной склад",null,null,"БУ",{"$nulls":5},9557.33,null,9557.33]
[null,null,null,"Кол.",{"$nulls":5},4,null,4]
["Поступление товаров и услуг 00000000361 от 30.10.2015 17:22:29",null,null,"БУ",{"$nulls":5},9557.33,null,9557.33]
[null,null,null,"Кол.",{"$nulls":5},4,null,4]
["Ограничитель на DIN-рейку (металл) ИЭК",null,null,"БУ",{"$nulls":5},64.41,null,64.41]
[null,null,null,"Кол.",{"$nulls":5},20,null,20]
["Основной склад",null,null,"БУ",{"$nulls":5},64.41,null,64.41]
[null,null,null,"Кол.",{"$nulls":5},20,null,20]
["Поступление товаров и услуг 00000000463 от 24.12.2013 16:30:32",null,null,"БУ",{"$nulls":5},64.41,null,64.41]
[null,null,null,"Кол.",{"$nulls":5},20,null,20]
["Основание для термопреобразователя ДДШ8.064.010 к ТСП 9508",null,null,"БУ",{"$nulls":5},4800,null,4800]
[null,null,null,"Кол.",{"$nulls":5},8,null,8]
["Основной склад",null,null,"БУ",{"$nulls":5},4800,null,4800]
[null,null,null,"Кол.",{"$nulls":5},8,null,8]
["Поступление товаров и услуг 00000000144 от 28.07.2015 11:56:30",null,null,"БУ",{"$nulls":5},2400,null,2400]
[null,null,null,"Кол.",{"$nulls":5},4,null,4]
["Поступление товаров и услуг 00000000338 от 15.10.2015 12:56:31",null,null,"БУ",{"$nulls":5},2400,null,2400]
[null,null,null,"Кол.",{"$nulls":5},4,null,4]
["Основание для термопреобразователя ДДШ8.064.013 к ТСП 9508",null,null,"БУ",{"$nulls":5},5580,null,5580]
[null,null,null,"Кол.",{"$nulls":5},12,null,12]
["Основной склад",null,null,"БУ",{"$nulls":5},5580,null,5580]
[null,null,null,"Кол.",{"$nulls":5},12,null,12]
["Поступление товаров и услуг 00000000144 от 28.07.2015 11:56:30",null,null,"БУ",{"$nulls":5},3720,null,3720]
[null,null,null,"Кол.",{"$nulls":5},8,null,8]
["Поступление товаров и услуг 00000000338 от 15.10.2015 12:56:31",null,null,"БУ",{"$nulls":5},1860,null,1860]
[null,null,null,"Кол.",{"$nulls":5},4,null,4]
["Отвод ОС-16-05в-G1/2-A",null,null,"БУ",7245.76,{"$nulls":8},7245.76]
[null,null,null,"Кол.",30,{"$nulls":8},30]
["Основной склад",null,null,"БУ",7245.76,{"$nulls":8},7245.76]
[null,null,null,"Кол.",30,{"$nulls":8},30]
["Поступление товаров и услуг 00000000282 от 14.11.2014 14:57:51",null,null,"БУ",7245.76,{"$nulls":8},7245.76]
[null,null,null,"Кол.",30,{"$nulls":8},30]
["Отвод ОС-16-05в-М20*1,5-А",null,null,"БУ",7245.76,{"$nulls":4},11400,null,12565.76,null,6080]
[null,null,null,"Кол.",30,{"$nulls":4},30,null,44,null,16]
["Основной склад",null,null,"БУ",7245.76,{"$nulls":4},11400,null,12565.76,null,6080]
[null,null,null,"Кол.",30,{"$nulls":4},30,null,44,null,16]
["Поступление товаров и услуг 00000000282 от 14.11.2014 14:57:51",null,null,"БУ",7245.76,{"$nulls":6},7245.76]
[null,null,null,"Кол.",30,{"$nulls":6},30]
["Поступление товаров и услуг 00000000125 от 15.07.2015 11:18:18",null,null,"БУ",{"$nulls":5},11400,null,5320,null,6080]
[null,null,null,"Кол.",{"$nulls":5},30,null,14,null,16]
["Переключатель 22мм 2 позиции 1НО+1НЗ  XB7ND25",null,null,"БУ",{"$nulls":5},1970.87,null,1970.87]
[null,null,null,"Кол.",{"$nulls":5},11,null,11]
["Основной склад",null,null,"БУ",{"$nulls":5},1970.87,null,1970.87]
[null,null,null,"Кол.",{"$nulls":5},11,null,11]
["Поступление товаров и услуг 00000000138 от 04.08.2015 15:42:48",null,null,"БУ",{"$nulls":5},1970.87,null,1970.87]
[null,null,null,"Кол.",{"$nulls":5},11,null,11]
["Переключатель черный 3 пол. без фикс. (2НО)\tXB7ED33P",null,null,"БУ",{"$nulls":5},895.85,null,895.85]
[null,null,null,"Кол.",{"$nulls":5},5,null,5]
["Основной склад",null,null,"БУ",{"$nulls":5},895.85,null,895.85]
[null,null,null,"Кол.",{"$nulls":5},5,null,5]
["Поступление товаров и услуг 00000000138 от 04.08.2015 15:42:48",null,null,"БУ",{"$nulls":5},895.85,null,895.85]
[null,null,null,"Кол.",{"$nulls":5},5,null,5]
["Переходник, внутр. G1/2 - наружн. М20*1,5, нерж.",null,null,"БУ",794.92,{"$nulls":4},1016.95,null,1303.4,null,508.47]
[null,null,null,"Кол.",14,{"$nulls":4},16,null,22,null,8]
["Основной склад",null,null,"БУ",794.92,{"$nulls":4},1016.95,null,1303.4,null,508.47]
[null,null,null,"Кол.",14,{"$nulls":4},16,null,22,null,8]
["Поступление товаров и услуг 00000000288 от 11.11.2014 14:35:36",null,null,"БУ",794.92,{"$nulls":6},794.92]
[null,null,null,"Кол.",14,{"$nulls":6},14]
["Поступление товаров и услуг 00000000323 от 08.10.2015 17:46:24",null,null,"БУ",{"$nulls":5},1016.95,null,508.48,null,508.47]
[null,null,null,"Кол.",{"$nulls":5},16,null,8,null,8]
["Переходник, внутр. G1/2 - наружн. М27*2,0 ст.20",null,null,"БУ",635.59,{"$nulls":4},1288.14,null,572.03,null,1351.7]
[null,null,null,"Кол.",10,{"$nulls":4},16,null,9,null,17]
["Основной склад",null,null,"БУ",635.59,{"$nulls":4},1288.14,null,572.03,null,1351.7]
[null,null,null,"Кол.",10,{"$nulls":4},16,null,9,null,17]
["Поступление товаров и услуг 00000000288 от 11.11.2014 14:35:36",null,null,"БУ",635.59,{"$nulls":6},572.03,null,63.56]
[null,null,null,"Кол.",10,{"$nulls":6},9,null,1]
["Поступление товаров и услуг 00000000323 от 08.10.2015 17:46:24",null,null,"БУ",{"$nulls":5},1288.14,null,null,null,1288.14]
[null,null,null,"Кол.",{"$nulls":5},16,null,null,null,16]
["Переходник, ВР М20*1,5 / НР G1/2 ст.20",null,null,"БУ",{"$nulls":5},1016.95,null,null,null,1016.95]
[null,null,null,"Кол.",{"$nulls":5},16,null,null,null,16]
["Основной склад",null,null,"БУ",{"$nulls":5},1016.95,null,null,null,1016.95]
[null,null,null,"Кол.",{"$nulls":5},16,null,null,null,16]
["Поступление товаров и услуг 00000000323 от 08.10.2015 17:46:24",null,null,"БУ",{"$nulls":5},1016.95,null,null,null,1016.95]
[null,null,null,"Кол.",{"$nulls":5},16,null,null,null,16]
["Периферийное устройство FXA1-G1",null,null,"БУ",21045.39,{"$nulls":8},21045.39]
[null,null,null,"Кол.",1,{"$nulls":8},1]
["Основной склад",null,null,"БУ",21045.39,{"$nulls":8},21045.39]
[null,null,null,"Кол.",1,{"$nulls":8},1]
["Поступление товаров и услуг 00000000005 от 15.01.2014 13:12:40",null,null,"БУ",21045.39,{"$nulls":8},21045.39]
[null,null,null,"Кол.",1,{"$nulls":8},1]
["Печатная плата БУП-01",null,null,"БУ",1240.6,{"$nulls":8},1240.6]
[null,null,null,"Кол.",9,{"$nulls":8},9]
["Основной склад",null,null,"БУ",1240.6,{"$nulls":8},1240.6]
[null,null,null,"Кол.",9,{"$nulls":8},9]
["Поступление товаров и услуг 00000000240 от 23.12.2011 12:00:00",null,null,"БУ",1240.6,{"$nulls":8},1240.6]
[null,null,null,"Кол.",9,{"$nulls":8},9]
["Повторитель RS-485 с гальванической изоляцией, I-7510",null,null,"БУ",1800.08,{"$nulls":8},1800.08]
[null,null,null,"Кол.",1,{"$nulls":8},1]
["Основной склад",null,null,"БУ",1800.08,{"$nulls":8},1800.08]
[null,null,null,"Кол.",1,{"$nulls":8},1]
["Поступление товаров и услуг 00000000207 от 20.07.2012 18:50:04",null,null,"БУ",1800.08,{"$nulls":8},1800.08]
[null,null,null,"Кол.",1,{"$nulls":8},1]
["Пост местного управления ПМУ-ХВ5-1",null,null,"БУ",{"$nulls":5},3542.93,null,3542.93]
[null,null,null,"Кол.",{"$nulls":5},6,null,6]
["Основной склад",null,null,"БУ",{"$nulls":5},3542.93,null,3542.93]
[null,null,null,"Кол.",{"$nulls":5},6,null,6]
["Комплектация номенклатуры 00000000002 от 25.01.2015 12:00:02",null,null,"БУ",{"$nulls":5},3542.93,null,3542.93]
[null,null,null,"Кол.",{"$nulls":5},6,null,6]
["Пост местного управления ПМУ-ХВ5-2",null,null,"БУ",{"$nulls":5},20439.71,null,20439.71]
[null,null,null,"Кол.",{"$nulls":5},22,null,22]
["Основной склад",null,null,"БУ",{"$nulls":5},20439.71,null,20439.71]
[null,null,null,"Кол.",{"$nulls":5},22,null,22]
["Комплектация номенклатуры 00000000001 от 25.01.2015 12:00:01",null,null,"БУ",{"$nulls":5},6353.06,null,6353.06]
[null,null,null,"Кол.",{"$nulls":5},7,null,7]
["Комплектация номенклатуры 00000000004 от 25.09.2015 12:00:01",null,null,"БУ",{"$nulls":5},13147.54,null,13147.54]
[null,null,null,"Кол.",{"$nulls":5},14,null,14]
["Комплектация номенклатуры 00000000006 от 28.09.2015 0:00:00",null,null,"БУ",{"$nulls":5},939.11,null,939.11]
[null,null,null,"Кол.",{"$nulls":5},1,null,1]
["Преобразователь давления PC-28/0 … 100 кПа/PD/M/RU",null,null,"БУ",{"$nulls":5},81752,null,81752]
[null,null,null,"Кол.",{"$nulls":5},8,null,8]
["Основной склад",null,null,"БУ",{"$nulls":5},81752,null,81752]
[null,null,null,"Кол.",{"$nulls":5},8,null,8]
["Поступление товаров и услуг 00000000250 от 10.09.2015 12:00:08",null,null,"БУ",{"$nulls":5},81752,null,81752]
[null,null,null,"Кол.",{"$nulls":5},8,null,8]
["Преобразователь давления PC-28/0 … 2,5 кПа/PD/M/RU",null,null,"БУ",{"$nulls":5},265504,null,265504]
[null,null,null,"Кол.",{"$nulls":5},16,null,16]
["Основной склад",null,null,"БУ",{"$nulls":5},265504,null,265504]
[null,null,null,"Кол.",{"$nulls":5},16,null,16]
["Поступление товаров и услуг 00000000250 от 10.09.2015 12:00:08",null,null,"БУ",{"$nulls":5},265504,null,265504]
[null,null,null,"Кол.",{"$nulls":5},16,null,16]
["Преобразователь давления PC-28/0 … 4 кПа/PD/M20*1,5/RU",null,null,"БУ",{"$nulls":5},73458,null,73458]
[null,null,null,"Кол.",{"$nulls":5},6,null,6]
["Основной склад",null,null,"БУ",{"$nulls":5},73458,null,73458]
[null,null,null,"Кол.",{"$nulls":5},6,null,6]
["Поступление товаров и услуг 00000000250 от 10.09.2015 12:00:08",null,null,"БУ",{"$nulls":5},73458,null,73458]
[null,null,null,"Кол.",{"$nulls":5},6,null,6]
["Преобразователь давления PC-28/0 … 40 кПа/PD/M/RU",null,null,"БУ",{"$nulls":5},82240,null,82240]
[null,null,null,"Кол.",{"$nulls":5},8,null,8]
["Основной склад",null,null,"БУ",{"$nulls":5},82240,null,82240]
[null,null,null,"Кол.",{"$nulls":5},8,null,8]
["Поступление товаров и услуг 00000000152 от 29.07.2015 15:16:49",null,null,"БУ",{"$nulls":5},20926,null,20926]
[null,null,null,"Кол.",{"$nulls":5},2,null,2]
["Поступление товаров и услуг 00000000250 от 10.09.2015 12:00:08",null,null,"БУ",{"$nulls":5},61314,null,61314]
[null,null,null,"Кол.",{"$nulls":5},6,null,6]
["Преобразователь давления PC-28/0 … 6 кПа/PD/M/RU",null,null,"БУ",{"$nulls":5},73458,null,73458]
[null,null,null,"Кол.",{"$nulls":5},6,null,6]
["Основной склад",null,null,"БУ",{"$nulls":5},73458,null,73458]
[null,null,null,"Кол.",{"$nulls":5},6,null,6]
["Поступление товаров и услуг 00000000250 от 10.09.2015 12:00:08",null,null,"БУ",{"$nulls":5},73458,null,73458]
[null,null,null,"Кол.",{"$nulls":5},6,null,6]
["Преобразователь давления PC-50/-2,5 … 2,5 кПа/4...20мА/PGP (М20*1,5)/RU",null,null,"БУ",{"$nulls":5},126272,null,126272]
[null,null,null,"Кол.",{"$nulls":5},8,null,8]
["Основной склад",null,null,"БУ",{"$nulls":5},126272,null,126272]
[null,null,null,"Кол.",{"$nulls":5},8,null,8]
["Поступление товаров и услуг 00000000250 от 10.09.2015 12:00:08",null,null,"БУ",{"$nulls":5},126272,null,126272]
[null,null,null,"Кол.",{"$nulls":5},8,null,8]
["Преобразователь давления PC-50/-200 … 200Па/4...20мА/PGP (М20*1,5)/RU",null,null,"БУ",{"$nulls":5},76488,null,76488]
[null,null,null,"Кол.",{"$nulls":5},4,null,4]
["Основной склад",null,null,"БУ",{"$nulls":5},76488,null,76488]
[null,null,null,"Кол.",{"$nulls":5},4,null,4]
["Поступление товаров и услуг 00000000250 от 10.09.2015 12:00:08",null,null,"БУ",{"$nulls":5},76488,null,76488]
[null,null,null,"Кол.",{"$nulls":5},4,null,4]
["Преобразователь давления емкостной, Cerabar T PMC131, 100кПа, PMC131-A11F2A1G",null,null,"БУ",{"$nulls":5},108541.03,null,108541.03]
[null,null,null,"Кол.",{"$nulls":5},6,null,6]
["Основной склад",null,null,"БУ",{"$nulls":5},108541.03,null,108541.03]
[null,null,null,"Кол.",{"$nulls":5},6,null,6]
["Поступление товаров и услуг 00000000361 от 30.10.2015 17:22:29",null,null,"БУ",{"$nulls":5},108541.03,null,108541.03]
[null,null,null,"Кол.",{"$nulls":5},6,null,6]
["Преобразователь давления емкостной, Cerabar T PMC131, 10кПа, PMC131-A11F2D10",null,null,"БУ",20692.47,{"$nulls":4},506524.83,null,491036.96,null,36180.34]
[null,null,null,"Кол.",2,{"$nulls":4},28,null,28,null,2]
["Основной склад",null,null,"БУ",20692.47,{"$nulls":4},506524.83,null,491036.96,null,36180.34]
[null,null,null,"Кол.",2,{"$nulls":4},28,null,28,null,2]
["Поступление товаров и услуг 00000000005 от 15.01.2014 13:12:40",null,null,"БУ",20692.47,{"$nulls":6},20692.47]
[null,null,null,"Кол.",2,{"$nulls":6},2]
["Поступление товаров и услуг 00000000361 от 30.10.2015 17:22:29",null,null,"БУ",{"$nulls":5},506524.83,null,470344.49,null,36180.34]
[null,null,null,"Кол.",{"$nulls":5},28,null,26,null,2]
["Преобразователь давления емкостной, Cerabar T PMC131, 2,5МПа, РМС131-A11F2A1W",null,null,"БУ",{"$nulls":5},72360.69,null,72360.69]
[null,null,null,"Кол.",{"$nulls":5},4,null,4]
["Основной склад",null,null,"БУ",{"$nulls":5},72360.69,null,72360.69]
[null,null,null,"Кол.",{"$nulls":5},4,null,4]
["Поступление товаров и услуг 00000000361 от 30.10.2015 17:22:29",null,null,"БУ",{"$nulls":5},72360.69,null,72360.69]
[null,null,null,"Кол.",{"$nulls":5},4,null,4]
["Преобразователь давления емкостной, Cerabar T PMC131, 40кПа, PMC131-A11F2D14",null,null,"БУ",{"$nulls":5},72360.69,null,72360.69]
[null,null,null,"Кол.",{"$nulls":5},4,null,4]
["Основной склад",null,null,"БУ",{"$nulls":5},72360.69,null,72360.69]
[null,null,null,"Кол.",{"$nulls":5},4,null,4]
["Поступление товаров и услуг 00000000361 от 30.10.2015 17:22:29",null,null,"БУ",{"$nulls":5},72360.69,null,72360.69]
[null,null,null,"Кол.",{"$nulls":5},4,null,4]
["Преобразователь давления емкостной, Cerabar T PMC131, 4МПа, PMC131-A11F2A1X",null,null,"БУ",{"$nulls":5},144721.38,null,144721.38]
[null,null,null,"Кол.",{"$nulls":5},8,null,8]
["Основной склад",null,null,"БУ",{"$nulls":5},144721.38,null,144721.38]
[null,null,null,"Кол.",{"$nulls":5},8,null,8]
["Поступление товаров и услуг 00000000361 от 30.10.2015 17:22:29",null,null,"БУ",{"$nulls":5},144721.38,null,144721.38]
[null,null,null,"Кол.",{"$nulls":5},8,null,8]
["Преобразователь давления РС-28/0 ... 1МПа/PD/M/RU",null,null,"БУ",{"$nulls":5},20438,null,20438]
[null,null,null,"Кол.",{"$nulls":5},2,null,2]
["Основной склад",null,null,"БУ",{"$nulls":5},20438,null,20438]
[null,null,null,"Кол.",{"$nulls":5},2,null,2]
["Поступление товаров и услуг 00000000250 от 10.09.2015 12:00:08",null,null,"БУ",{"$nulls":5},20438,null,20438]
[null,null,null,"Кол.",{"$nulls":5},2,null,2]
["Преобразователь давления РС-28/0 ... 2,5МПа/PD/M/RU",null,null,"БУ",{"$nulls":5},10219,null,10219]
[null,null,null,"Кол.",{"$nulls":5},1,null,1]
["Основной склад",null,null,"БУ",{"$nulls":5},10219,null,10219]
[null,null,null,"Кол.",{"$nulls":5},1,null,1]
["Поступление товаров и услуг 00000000250 от 10.09.2015 12:00:08",null,null,"БУ",{"$nulls":5},10219,null,10219]
[null,null,null,"Кол.",{"$nulls":5},1,null,1]
["Преобразователь давления РС-28/0 ... 4МПа/PD/M/RU",null,null,"БУ",{"$nulls":5},132847,null,122628,null,10219]
[null,null,null,"Кол.",{"$nulls":5},13,null,12,null,1]
["Основной склад",null,null,"БУ",{"$nulls":5},132847,null,122628,null,10219]
[null,null,null,"Кол.",{"$nulls":5},13,null,12,null,1]
["Поступление товаров и услуг 00000000250 от 10.09.2015 12:00:08",null,null,"БУ",{"$nulls":5},132847,null,122628,null,10219]
[null,null,null,"Кол.",{"$nulls":5},13,null,12,null,1]
["Преобразователь дифференциального давления, тензорезистивный, Deitabar M PMD55, -2,500...2,500 кПа",null,null,"БУ",{"$nulls":5},335432.59,null,335432.59]
[null,null,null,"Кол.",{"$nulls":5},6,null,6]
["Основной склад",null,null,"БУ",{"$nulls":5},335432.59,null,335432.59]
[null,null,null,"Кол.",{"$nulls":5},6,null,6]
["Поступление товаров и услуг 00000000361 от 30.10.2015 17:22:29",null,null,"БУ",{"$nulls":5},335432.59,null,335432.59]
[null,null,null,"Кол.",{"$nulls":5},6,null,6]
["Преобразователь дифференциального давления, тензорезистивный, Deitabar M PMD55, -200...200 Pa",null,null,"БУ",{"$nulls":5},223621.73,null,223621.73]
[null,null,null,"Кол.",{"$nulls":5},4,null,4]
["Основной склад",null,null,"БУ",{"$nulls":5},223621.73,null,223621.73]
[null,null,null,"Кол.",{"$nulls":5},4,null,4]
["Поступление товаров и услуг 00000000361 от 30.10.2015 17:22:29",null,null,"БУ",{"$nulls":5},223621.73,null,223621.73]
[null,null,null,"Кол.",{"$nulls":5},4,null,4]
["Преобразователь дифференциального давления, тензорезистивный, Deitabar M PMD55, 0...6.3 kPa",null,null,"БУ",{"$nulls":5},223621.73,null,223621.73]
[null,null,null,"Кол.",{"$nulls":5},4,null,4]
["Основной склад",null,null,"БУ",{"$nulls":5},223621.73,null,223621.73]
[null,null,null,"Кол.",{"$nulls":5},4,null,4]
["Поступление товаров и услуг 00000000361 от 30.10.2015 17:22:29",null,null,"БУ",{"$nulls":5},223621.73,null,223621.73]
[null,null,null,"Кол.",{"$nulls":5},4,null,4]
["Преобразователь разности давления PR-28/0 … 6.3 кПа/PD/P/RU",null,null,"БУ",{"$nulls":5},100372,null,100372]
[null,null,null,"Кол.",{"$nulls":5},4,null,4]
["Основной склад",null,null,"БУ",{"$nulls":5},100372,null,100372]
[null,null,null,"Кол.",{"$nulls":5},4,null,4]
["Поступление товаров и услуг 00000000250 от 10.09.2015 12:00:08",null,null,"БУ",{"$nulls":5},100372,null,100372]
[null,null,null,"Кол.",{"$nulls":5},4,null,4]
["Преобразователь расхода вихревой \"ТИРЭС\" Ду 200 (фланцевое исп. Ру 4.0 МПа), ТИРЭС-200-П-Т4-Е-Т-4,0",null,null,"БУ",{"$nulls":5},263070,null,263070]
[null,null,null,"Кол.",{"$nulls":5},2,null,2]
["Основной склад",null,null,"БУ",{"$nulls":5},263070,null,263070]
[null,null,null,"Кол.",{"$nulls":5},2,null,2]
["Поступление товаров и услуг 00000000296 от 30.09.2015 15:31:32",null,null,"БУ",{"$nulls":5},263070,null,263070]
[null,null,null,"Кол.",{"$nulls":5},2,null,2]
["Преобразователь расхода вихревой \"ТИРЭС\" Ду15 (фланцевое исп., Ру 4.0 МПа),ТИРЭС-15-Ж-Т3-А-Т-4,0",null,null,"БУ",{"$nulls":5},205800,null,205800]
[null,null,null,"Кол.",{"$nulls":5},4,null,4]
["Основной склад",null,null,"БУ",{"$nulls":5},205800,null,205800]
[null,null,null,"Кол.",{"$nulls":5},4,null,4]
["Поступление товаров и услуг 00000000296 от 30.09.2015 15:31:32",null,null,"БУ",{"$nulls":5},205800,null,205800]
[null,null,null,"Кол.",{"$nulls":5},4,null,4]
["Преобразователь расхода вихревой \"ТИРЭС\" Ду80 (фланцевое исп., Ру 4.0 МПа) ТИРЭС-80-Ж-Т2-(А+Н)-Т-4,0",null,null,"БУ",{"$nulls":5},117880,null,117880]
[null,null,null,"Кол.",{"$nulls":5},2,null,2]
["Основной склад",null,null,"БУ",{"$nulls":5},117880,null,117880]
[null,null,null,"Кол.",{"$nulls":5},2,null,2]
["Поступление товаров и услуг 00000000296 от 30.09.2015 15:31:32",null,null,"БУ",{"$nulls":5},117880,null,117880]
[null,null,null,"Кол.",{"$nulls":5},2,null,2]
["Преобразователь расхода вихревой «ТИРЭС» Ду 100 (фланцевое исп., Ру 1,6 МПа) токовый выходной сигнал",null,null,"БУ",{"$nulls":5},141660,null,141660]
[null,null,null,"Кол.",{"$nulls":5},2,null,2]
["Основной склад",null,null,"БУ",{"$nulls":5},141660,null,141660]
[null,null,null,"Кол.",{"$nulls":5},2,null,2]
["Поступление товаров и услуг 00000000329 от 09.10.2015 15:51:54",null,null,"БУ",{"$nulls":5},141660,null,141660]
[null,null,null,"Кол.",{"$nulls":5},2,null,2]
["Преобразователь расхода вихревой ТИРЭС-150-Ж-Т1-(А+Н)-Т-1,6 с встроенным струевыпрямителем",null,null,"БУ",{"$nulls":5},166840,null,166840]
[null,null,null,"Кол.",{"$nulls":5},2,null,2]
["Основной склад",null,null,"БУ",{"$nulls":5},166840,null,166840]
[null,null,null,"Кол.",{"$nulls":5},2,null,2]
["Поступление товаров и услуг 00000000296 от 30.09.2015 15:31:32",null,null,"БУ",{"$nulls":5},166840,null,166840]
[null,null,null,"Кол.",{"$nulls":5},2,null,2]
["Преобразователь термоэлектрический ТС12 с компрессионным фитингом, X:1.200мм, TC12-AAA1SXCA1000",null,null,"БУ",{"$nulls":5},176417.11,null,176417.11]
[null,null,null,"Кол.",{"$nulls":5},8,null,8]
["Основной склад",null,null,"БУ",{"$nulls":5},176417.11,null,176417.11]
[null,null,null,"Кол.",{"$nulls":5},8,null,8]
["Поступление товаров и услуг 00000000361 от 30.10.2015 17:22:29",null,null,"БУ",{"$nulls":5},176417.11,null,176417.11]
[null,null,null,"Кол.",{"$nulls":5},8,null,8]
["Преобразователь термоэлектрический ТС12 с компрессионным фитингом, X:1.500мм, TC12-AAA0SXCA1000",null,null,"БУ",{"$nulls":5},91019.54,null,91019.54]
[null,null,null,"Кол.",{"$nulls":5},4,null,4]
["Основной склад",null,null,"БУ",{"$nulls":5},91019.54,null,91019.54]
[null,null,null,"Кол.",{"$nulls":5},4,null,4]
["Поступление товаров и услуг 00000000361 от 30.10.2015 17:22:29",null,null,"БУ",{"$nulls":5},91019.54,null,91019.54]
[null,null,null,"Кол.",{"$nulls":5},4,null,4]
["Преобразователь термоэлектрический ТС12 с компрессионным фитингом, X:1.500мм, TC12-AAA1SXCA1000",null,null,"БУ",{"$nulls":5},247928.44,null,247928.44]
[null,null,null,"Кол.",{"$nulls":5},10,null,10]
["Основной склад",null,null,"БУ",{"$nulls":5},247928.44,null,247928.44]
[null,null,null,"Кол.",{"$nulls":5},10,null,10]
["Поступление товаров и услуг 00000000361 от 30.10.2015 17:22:29",null,null,"БУ",{"$nulls":5},247928.44,null,247928.44]
[null,null,null,"Кол.",{"$nulls":5},10,null,10]
["Принтер в блистерной упаковке IDPAL brd 620484 ",null,null,"БУ",11568.67,{"$nulls":8},11568.67]
[null,null,null,"Кол.",2,{"$nulls":8},2]
["Основной склад",null,null,"БУ",11568.67,{"$nulls":8},11568.67]
[null,null,null,"Кол.",2,{"$nulls":8},2]
["Документ расчетов с контрагентом (ручной учет) 00000000001 от 01.01.2011 23:59:59",null,null,"БУ",5374.24,{"$nulls":8},5374.24]
[null,null,null,"Кол.",1,{"$nulls":8},1]
["Документ расчетов с контрагентом (ручной учет) 00000000002 от 01.01.2011 23:59:59",null,null,"БУ",6194.43,{"$nulls":8},6194.43]
[null,null,null,"Кол.",1,{"$nulls":8},1]
["Провод МКЭШ 5*0,5",null,null,"БУ",5763,{"$nulls":6},1921,null,3842]
[null,null,null,"Кол.",300,{"$nulls":6},100,null,200]
["Основной склад",null,null,"БУ",5763,{"$nulls":6},1921,null,3842]
[null,null,null,"Кол.",300,{"$nulls":6},100,null,200]
["Поступление товаров и услуг 00000000128 от 11.07.2014 0:00:03",null,null,"БУ",5763,{"$nulls":6},1921,null,3842]
[null,null,null,"Кол.",300,{"$nulls":6},100,null,200]
["Провод Н05 V-K SPULE (1*0.5gmm, blau)",null,null,"БУ",{"$nulls":5},247,null,247]
[null,null,null,"Кол.",{"$nulls":5},40,null,40]
["Основной склад",null,null,"БУ",{"$nulls":5},247,null,247]
[null,null,null,"Кол.",{"$nulls":5},40,null,40]
["Поступление товаров и услуг 00000000333 от 13.10.2015 14:26:42",null,null,"БУ",{"$nulls":5},247,null,247]
[null,null,null,"Кол.",{"$nulls":5},40,null,40]
["Провод ПВС 4*0,75мм кв",null,null,"БУ",{"$nulls":5},18690,null,17355,null,1335]
[null,null,null,"Кол.",{"$nulls":5},1400,null,1300,null,100]
["Основной склад",null,null,"БУ",{"$nulls":5},18690,null,17355,null,1335]
[null,null,null,"Кол.",{"$nulls":5},1400,null,1300,null,100]
["Поступление товаров и услуг 00000000102 от 08.07.2015 15:34:26",null,null,"БУ",{"$nulls":5},18690,null,17355,null,1335]
[null,null,null,"Кол.",{"$nulls":5},1400,null,1300,null,100]
["Провод ПВС 5*2,5мм кв",null,null,"БУ",{"$nulls":5},2097,null,2097]
[null,null,null,"Кол.",{"$nulls":5},50,null,50]
["Основной склад",null,null,"БУ",{"$nulls":5},2097,null,2097]
[null,null,null,"Кол.",{"$nulls":5},50,null,50]
["Поступление товаров и услуг 00000000102 от 08.07.2015 15:34:26",null,null,"БУ",{"$nulls":5},2097,null,2097]
[null,null,null,"Кол.",{"$nulls":5},50,null,50]
["Провод силовой ПУГВ 1*0,5 голубой",null,null,"БУ",{"$nulls":5},828,null,828]
[null,null,null,"Кол.",{"$nulls":5},300,null,300]
["Основной склад",null,null,"БУ",{"$nulls":5},828,null,828]
[null,null,null,"Кол.",{"$nulls":5},300,null,300]
["Поступление товаров и услуг 00000000275 от 21.11.2014 16:15:16",null,null,"БУ",{"$nulls":5},828,null,828]
[null,null,null,"Кол.",{"$nulls":5},300,null,300]
["Провод соединительный ПВС 3*1,5мм кв",null,null,"БУ",738.6,{"$nulls":8},738.6]
[null,null,null,"Кол.",60,{"$nulls":8},60]
["Основной склад",null,null,"БУ",738.6,{"$nulls":8},738.6]
[null,null,null,"Кол.",60,{"$nulls":8},60]
["Поступление товаров и услуг 00000000178 от 23.07.2013 15:12:19",null,null,"БУ",492.4,{"$nulls":8},492.4]
[null,null,null,"Кол.",40,{"$nulls":8},40]
["Поступление товаров и услуг 00000000284 от 03.09.2013 15:41:19",null,null,"БУ",246.2,{"$nulls":8},246.2]
[null,null,null,"Кол.",20,{"$nulls":8},20]
["Провод соединительный ПВС 3х1 мм кв. черный [ГОСТ 7399-97]",null,null,"БУ",{"$nulls":5},9904,null,9904]
[null,null,null,"Кол.",{"$nulls":5},800,null,800]
["Основной склад",null,null,"БУ",{"$nulls":5},9904,null,9904]
[null,null,null,"Кол.",{"$nulls":5},800,null,800]
["Поступление товаров и услуг 00000000102 от 08.07.2015 15:34:26",null,null,"БУ",{"$nulls":5},9904,null,9904]
[null,null,null,"Кол.",{"$nulls":5},800,null,800]
["Провод соединительный ПВС 4х1 мм кв. [ГОСТ7399-97]",null,null,"БУ",713.5,{"$nulls":4},22730.5,null,21075.5,null,2368.5]
[null,null,null,"Кол.",50,{"$nulls":4},1450,null,1350,null,150]
["Основной склад",null,null,"БУ",713.5,{"$nulls":4},22730.5,null,21075.5,null,2368.5]
[null,null,null,"Кол.",50,{"$nulls":4},1450,null,1350,null,150]
["Поступление товаров и услуг 00000000087 от 30.05.2013 15:50:27",null,null,"БУ",713.5,{"$nulls":6},713.5]
[null,null,null,"Кол.",50,{"$nulls":6},50]
["Поступление товаров и услуг 00000000305 от 10.09.2013 14:10:15",null,null,"БУ",{"$nulls":5},2203.5,null,2203.5]
[null,null,null,"Кол.",{"$nulls":5},150,null,150]
["Поступление товаров и услуг 00000000102 от 08.07.2015 15:34:26",null,null,"БУ",{"$nulls":5},1579,null,1579]
[null,null,null,"Кол.",{"$nulls":5},100,null,100]
["Поступление товаров и услуг 00000000138 от 04.08.2015 15:42:48",null,null,"БУ",{"$nulls":5},18948,null,16579.5,null,2368.5]
[null,null,null,"Кол.",{"$nulls":5},1200,null,1050,null,150]
["Провод соединительный ПВС 4х1.5 мм кв. [ГОСТ 7399-97]",null,null,"БУ",2865.8,{"$nulls":8},2865.8]
[null,null,null,"Кол.",150,{"$nulls":8},150]
["Основной склад",null,null,"БУ",2865.8,{"$nulls":8},2865.8]
[null,null,null,"Кол.",150,{"$nulls":8},150]
["Поступление товаров и услуг 00000000087 от 30.05.2013 15:50:27",null,null,"БУ",2477.8,{"$nulls":8},2477.8]
[null,null,null,"Кол.",130,{"$nulls":8},130]
["Поступление товаров и услуг 00000000284 от 03.09.2013 15:41:19",null,null,"БУ",388,{"$nulls":8},388]
[null,null,null,"Кол.",20,{"$nulls":8},20]
["Провод соединительный ПВС 4х6 мм кв.",null,null,"БУ",2135.4,{"$nulls":8},2135.4]
[null,null,null,"Кол.",30,{"$nulls":8},30]
["Основной склад",null,null,"БУ",2135.4,{"$nulls":8},2135.4]
[null,null,null,"Кол.",30,{"$nulls":8},30]
["Поступление товаров и услуг 00000000299 от 10.09.2013 14:10:12",null,null,"БУ",2135.4,{"$nulls":8},2135.4]
[null,null,null,"Кол.",30,{"$nulls":8},30]
["Провод термокомпенсационный ДКТL011-0,5",null,null,"БУ",{"$nulls":5},4500,null,4500]
[null,null,null,"Кол.",{"$nulls":5},30,null,30]
["Основной склад",null,null,"БУ",{"$nulls":5},4500,null,4500]
[null,null,null,"Кол.",{"$nulls":5},30,null,30]
["Поступление товаров и услуг 00000000122 от 20.07.2015 15:53:30",null,null,"БУ",{"$nulls":5},2250,null,2250]
[null,null,null,"Кол.",{"$nulls":5},15,null,15]
["Поступление товаров и услуг 00000000192 от 20.08.2015 15:21:09",null,null,"БУ",{"$nulls":5},2250,null,2250]
[null,null,null,"Кол.",{"$nulls":5},15,null,15]
["Прокладка медная 18,5*6*1,5",null,null,"БУ",{"$nulls":5},1760,null,1760]
[null,null,null,"Кол.",{"$nulls":5},176,null,176]
["Основной склад",null,null,"БУ",{"$nulls":5},1760,null,1760]
[null,null,null,"Кол.",{"$nulls":5},176,null,176]
["Поступление товаров и услуг 00000000122 от 20.07.2015 15:53:30",null,null,"БУ",{"$nulls":5},820,null,820]
[null,null,null,"Кол.",{"$nulls":5},82,null,82]
["Поступление товаров и услуг 00000000192 от 20.08.2015 15:21:09",null,null,"БУ",{"$nulls":5},160,null,160]
[null,null,null,"Кол.",{"$nulls":5},16,null,16]
["Поступление товаров и услуг 00000000295 от 06.10.2015 13:40:37",null,null,"БУ",{"$nulls":5},780,null,780]
[null,null,null,"Кол.",{"$nulls":5},78,null,78]
["Прокладка медная ПМ-18*6*1,5",null,null,"БУ",{"$nulls":5},16949.15,null,null,null,16949.15]
[null,null,null,"Кол.",{"$nulls":5},2000,null,null,null,2000]
["Основной склад",null,null,"БУ",{"$nulls":5},16949.15,null,null,null,16949.15]
[null,null,null,"Кол.",{"$nulls":5},2000,null,null,null,2000]
["Поступление товаров и услуг 00000000420 от 17.12.2015 0:00:00",null,null,"БУ",{"$nulls":5},16949.15,null,null,null,16949.15]
[null,null,null,"Кол.",{"$nulls":5},2000,null,null,null,2000]
["Промышленный датчик температуры CTR-9 /L=1000м/S=250мм/M20*1,5/Pt100/В/3/KZ/RU",null,null,"БУ",{"$nulls":5},64656,null,64656]
[null,null,null,"Кол.",{"$nulls":5},8,null,8]
["Основной склад",null,null,"БУ",{"$nulls":5},64656,null,64656]
[null,null,null,"Кол.",{"$nulls":5},8,null,8]
["Поступление товаров и услуг 00000000250 от 10.09.2015 12:00:08",null,null,"БУ",{"$nulls":5},64656,null,64656]
[null,null,null,"Кол.",{"$nulls":5},8,null,8]
["Промышленный датчик температуры CTR-9 /L=120мм/S=250мм/M20*1,5/Pt100/В/3/KZ/RU",null,null,"БУ",{"$nulls":5},48726,null,48726]
[null,null,null,"Кол.",{"$nulls":5},9,null,9]
["Основной склад",null,null,"БУ",{"$nulls":5},48726,null,48726]
[null,null,null,"Кол.",{"$nulls":5},9,null,9]
["Поступление товаров и услуг 00000000250 от 10.09.2015 12:00:08",null,null,"БУ",{"$nulls":5},48726,null,48726]
[null,null,null,"Кол.",{"$nulls":5},9,null,9]
["Промышленный датчик температуры CTR-9 /L=160мм/S=250мм/M20*1,5/Pt100/В/3/KZ/RU",null,null,"БУ",{"$nulls":5},27070,null,27070]
[null,null,null,"Кол.",{"$nulls":5},5,null,5]
["Основной склад",null,null,"БУ",{"$nulls":5},27070,null,27070]
[null,null,null,"Кол.",{"$nulls":5},5,null,5]
["Поступление товаров и услуг 00000000250 от 10.09.2015 12:00:08",null,null,"БУ",{"$nulls":5},27070,null,27070]
[null,null,null,"Кол.",{"$nulls":5},5,null,5]
["Промышленный датчик температуры CTR-9 /L=200мм/S=250мм/M20*1,5/Pt100/В/3/KZ/RU",null,null,"БУ",{"$nulls":5},6715,null,6715]
[null,null,null,"Кол.",{"$nulls":5},1,null,1]
["Основной склад",null,null,"БУ",{"$nulls":5},6715,null,6715]
[null,null,null,"Кол.",{"$nulls":5},1,null,1]
["Поступление товаров и услуг 00000000250 от 10.09.2015 12:00:08",null,null,"БУ",{"$nulls":5},6715,null,6715]
[null,null,null,"Кол.",{"$nulls":5},1,null,1]
["Промышленный датчик температуры CTR-9 /L=320мм/S=250мм/M20*1,5/Pt100/В/3/KZ/RU",null,null,"БУ",{"$nulls":5},13430,null,13430]
[null,null,null,"Кол.",{"$nulls":5},2,null,2]
["Основной склад",null,null,"БУ",{"$nulls":5},13430,null,13430]
[null,null,null,"Кол.",{"$nulls":5},2,null,2]
["Поступление товаров и услуг 00000000250 от 10.09.2015 12:00:08",null,null,"БУ",{"$nulls":5},13430,null,13430]
[null,null,null,"Кол.",{"$nulls":5},2,null,2]
["Промышленный датчик температуры CTR-9 /L=500м/S=250мм/M20*1,5/Pt100/В/3/KZ/RU",null,null,"БУ",{"$nulls":5},20145,null,20145]
[null,null,null,"Кол.",{"$nulls":5},3,null,3]
["Основной склад",null,null,"БУ",{"$nulls":5},20145,null,20145]
[null,null,null,"Кол.",{"$nulls":5},3,null,3]
["Поступление товаров и услуг 00000000250 от 10.09.2015 12:00:08",null,null,"БУ",{"$nulls":5},20145,null,20145]
[null,null,null,"Кол.",{"$nulls":5},3,null,3]
["Радиатор P1-G1/2-G1/2-120",null,null,"БУ",{"$nulls":5},30720,null,30720]
[null,null,null,"Кол.",{"$nulls":5},32,null,32]
["Основной склад",null,null,"БУ",{"$nulls":5},30720,null,30720]
[null,null,null,"Кол.",{"$nulls":5},32,null,32]
["Поступление товаров и услуг 00000000299 от 01.10.2015 12:39:26",null,null,"БУ",{"$nulls":5},30720,null,30720]
[null,null,null,"Кол.",{"$nulls":5},32,null,32]
["Радиатор P1-G1/2-M20*1.5-120",null,null,"БУ",{"$nulls":5},19231.26,null,19231.26]
[null,null,null,"Кол.",{"$nulls":5},22,null,22]
["Основной склад",null,null,"БУ",{"$nulls":5},19231.26,null,19231.26]
[null,null,null,"Кол.",{"$nulls":5},22,null,22]
["Поступление товаров и услуг 00000000334 от 26.12.2014 12:00:05",null,null,"БУ",{"$nulls":5},19231.26,null,19231.26]
[null,null,null,"Кол.",{"$nulls":5},22,null,22]
["Радиатор P1-M20*1.5-M20*1.5-120",null,null,"БУ",{"$nulls":5},39633.18,null,39633.18]
[null,null,null,"Кол.",{"$nulls":5},42,null,42]
["Основной склад",null,null,"БУ",{"$nulls":5},39633.18,null,39633.18]
[null,null,null,"Кол.",{"$nulls":5},42,null,42]
["Поступление товаров и услуг 00000000334 от 26.12.2014 12:00:05",null,null,"БУ",{"$nulls":5},6993.18,null,6993.18]
[null,null,null,"Кол.",{"$nulls":5},8,null,8]
["Поступление товаров и услуг 00000000146 от 27.07.2015 15:57:15",null,null,"БУ",{"$nulls":5},32640,null,32640]
[null,null,null,"Кол.",{"$nulls":5},34,null,34]
["Разъем RJ-12",null,null,"БУ",{"$nulls":5},508.47,null,432.2,null,76.27]
[null,null,null,"Кол.",{"$nulls":5},40,null,34,null,6]
["Основной склад",null,null,"БУ",{"$nulls":5},508.47,null,432.2,null,76.27]
[null,null,null,"Кол.",{"$nulls":5},40,null,34,null,6]
["Поступление товаров и услуг 00000000116 от 09.07.2015 16:01:52",null,null,"БУ",{"$nulls":5},508.47,null,432.2,null,76.27]
[null,null,null,"Кол.",{"$nulls":5},40,null,34,null,6]
["Резистивный делитель РД10-01",null,null,"БУ",{"$nulls":5},792,null,792]
[null,null,null,"Кол.",{"$nulls":5},6,null,6]
["Основной склад",null,null,"БУ",{"$nulls":5},792,null,792]
[null,null,null,"Кол.",{"$nulls":5},6,null,6]
["Поступление товаров и услуг 00000000187 от 17.08.2015 14:54:30",null,null,"БУ",{"$nulls":5},264,null,264]
[null,null,null,"Кол.",{"$nulls":5},2,null,2]
["Поступление товаров и услуг 00000000190 от 17.08.2015 15:10:16",null,null,"БУ",{"$nulls":5},528,null,528]
[null,null,null,"Кол.",{"$nulls":5},4,null,4]
["Резистивный делитель РД10-02",null,null,"БУ",{"$nulls":5},792,null,396,null,396]
[null,null,null,"Кол.",{"$nulls":5},6,null,3,null,3]
["Основной склад",null,null,"БУ",{"$nulls":5},792,null,396,null,396]
[null,null,null,"Кол.",{"$nulls":5},6,null,3,null,3]
["Поступление товаров и услуг 00000000187 от 17.08.2015 14:54:30",null,null,"БУ",{"$nulls":5},264,null,264]
[null,null,null,"Кол.",{"$nulls":5},2,null,2]
["Поступление товаров и услуг 00000000188 от 17.08.2015 15:06:18",null,null,"БУ",{"$nulls":5},528,null,132,null,396]
[null,null,null,"Кол.",{"$nulls":5},4,null,1,null,3]
["Реле промежуточное CR-M230AC4L 6A 220B 4ПК CR-M с индикацией без розетки (1SVR405613R3100)",null,null,"БУ",600.9,{"$nulls":8},600.9]
[null,null,null,"Кол.",3,{"$nulls":8},3]
["Основной склад",null,null,"БУ",600.9,{"$nulls":8},600.9]
[null,null,null,"Кол.",3,{"$nulls":8},3]
["Поступление товаров и услуг 00000000128 от 11.07.2014 0:00:03",null,null,"БУ",600.9,{"$nulls":8},600.9]
[null,null,null,"Кол.",3,{"$nulls":8},3]
["Релейный модуль RIF-0-RPT-24DC/21",null,null,"БУ",{"$nulls":5},3069.16,null,3069.16]
[null,null,null,"Кол.",{"$nulls":5},8,null,8]
["Основной склад",null,null,"БУ",{"$nulls":5},3069.16,null,3069.16]
[null,null,null,"Кол.",{"$nulls":5},8,null,8]
["Поступление товаров и услуг 00000000140 от 04.08.2015 15:47:27",null,null,"БУ",{"$nulls":5},1283.2,null,1283.2]
[null,null,null,"Кол.",{"$nulls":5},4,null,4]
["Поступление товаров и услуг 00000000248 от 22.09.2015 15:20:34",null,null,"БУ",{"$nulls":5},1785.96,null,1785.96]
[null,null,null,"Кол.",{"$nulls":5},4,null,4]
["Решетка вентиляционная IP54 125*125мм с фильтром NSYCAG125LPF",null,null,"БУ",1153.38,{"$nulls":6},1153.38]
[null,null,null,"Кол.",2,{"$nulls":6},2]
["Основной склад",null,null,"БУ",1153.38,{"$nulls":6},1153.38]
[null,null,null,"Кол.",2,{"$nulls":6},2]
["Поступление товаров и услуг 00000000128 от 11.07.2014 0:00:03",null,null,"БУ",1153.38,{"$nulls":6},1153.38]
[null,null,null,"Кол.",2,{"$nulls":6},2]
["Розетка РД-47 EKF",null,null,"БУ",{"$nulls":5},1207.72,null,1207.72]
[null,null,null,"Кол.",{"$nulls":5},18,null,18]
["Основной склад",null,null,"БУ",{"$nulls":5},1207.72,null,1207.72]
[null,null,null,"Кол.",{"$nulls":5},18,null,18]
["Поступление товаров и услуг 00000000231 от 10.10.2014 15:42:39",null,null,"БУ",{"$nulls":5},359.34,null,359.34]
[null,null,null,"Кол.",{"$nulls":5},5,null,5]
["Поступление товаров и услуг 00000000113 от 15.07.2015 11:18:17",null,null,"БУ",{"$nulls":5},65.26,null,65.26]
[null,null,null,"Кол.",{"$nulls":5},1,null,1]
["Поступление товаров и услуг 00000000124 от 22.07.2015 16:12:29",null,null,"БУ",{"$nulls":5},587.34,null,587.34]
[null,null,null,"Кол.",{"$nulls":5},9,null,9]
["Поступление товаров и услуг 00000000235 от 07.09.2015 16:07:22",null,null,"БУ",{"$nulls":5},130.52,null,130.52]
[null,null,null,"Кол.",{"$nulls":5},2,null,2]
["Поступление товаров и услуг 00000000295 от 06.10.2015 13:40:37",null,null,"БУ",{"$nulls":5},65.26,null,65.26]
[null,null,null,"Кол.",{"$nulls":5},1,null,1]
["С5РМ КМЧ Монтажный фланец с ниппелем из стали 12*18Н10Т и накидной гайкой М20*15",null,null,"БУ",19360,{"$nulls":8},19360]
[null,null,null,"Кол.",8,{"$nulls":8},8]
["Основной склад",null,null,"БУ",19360,{"$nulls":8},19360]
[null,null,null,"Кол.",8,{"$nulls":8},8]
["Поступление товаров и услуг 00000000293 от 02.12.2014 14:24:30",null,null,"БУ",19360,{"$nulls":8},19360]
[null,null,null,"Кол.",8,{"$nulls":8},8]
["С5РМ КМЧ Монтажный фланец с ниппелем из стали 12Х18Н10Т и накидной гайкой М20*1,5 для соединения по",null,null,"БУ",{"$nulls":5},36250,null,36250]
[null,null,null,"Кол.",{"$nulls":5},10,null,10]
["Основной склад",null,null,"БУ",{"$nulls":5},36250,null,36250]
[null,null,null,"Кол.",{"$nulls":5},10,null,10]
["Поступление товаров и услуг 00000000387 от 04.12.2015 16:05:28",null,null,"БУ",{"$nulls":5},36250,null,36250]
[null,null,null,"Кол.",{"$nulls":5},10,null,10]
["Светильник светодиодный ДПО-7Вт 4500К 600Лм алюминий IP20 T5 с выключателем",null,null,"БУ",{"$nulls":5},846.81,null,846.81]
[null,null,null,"Кол.",{"$nulls":5},3,null,3]
["Основной склад",null,null,"БУ",{"$nulls":5},846.81,null,846.81]
[null,null,null,"Кол.",{"$nulls":5},3,null,3]
["Поступление товаров и услуг 00000000193 от 04.09.2014 14:17:30",null,null,"БУ",{"$nulls":5},846.81,null,846.81]
[null,null,null,"Кол.",{"$nulls":5},3,null,3]
["Сгон ДУ-20, 200мм",null,null,"БУ",{"$nulls":5},110,null,110]
[null,null,null,"Кол.",{"$nulls":5},2,null,2]
["Основной склад",null,null,"БУ",{"$nulls":5},110,null,110]
[null,null,null,"Кол.",{"$nulls":5},2,null,2]
["Авансовый отчет 00000000045 от 20.08.2015 0:00:00",null,null,"БУ",{"$nulls":5},110,null,110]
[null,null,null,"Кол.",{"$nulls":5},2,null,2]
["Сенсорная графическая панель Модуль 15\" MT8150XE TFT LED 1024*768 16.2M-Cortex A8 32Bit RISC 1GHz",null,null,"БУ",{"$nulls":5},61252,null,61252]
[null,null,null,"Кол.",{"$nulls":5},1,null,1]
["Основной склад",null,null,"БУ",{"$nulls":5},61252,null,61252]
[null,null,null,"Кол.",{"$nulls":5},1,null,1]
["Поступление товаров и услуг 00000000208 от 18.08.2015 16:15:59",null,null,"БУ",{"$nulls":5},61252,null,61252]
[null,null,null,"Кол.",{"$nulls":5},1,null,1]
["Сигнализатор движения РДД-03А",null,null,"БУ",5100,{"$nulls":4},26800,null,25200,null,6700]
[null,null,null,"Кол.",2,{"$nulls":4},8,null,8,null,2]
["Основной склад",null,null,"БУ",5100,{"$nulls":4},26800,null,25200,null,6700]
[null,null,null,"Кол.",2,{"$nulls":4},8,null,8,null,2]
["Поступление товаров и услуг 00000000214 от 24.07.2013 18:12:01",null,null,"БУ",5100,{"$nulls":6},5100]
[null,null,null,"Кол.",2,{"$nulls":6},2]
["Поступление товаров и услуг 00000000157 от 29.07.2015 15:16:51",null,null,"БУ",{"$nulls":5},26800,null,20100,null,6700]
[null,null,null,"Кол.",{"$nulls":5},8,null,6,null,2]
["Сигнализатор загазованности оксидом углерода С3-2 два порога",null,null,"БУ",{"$nulls":5},33267.84,null,33267.84]
[null,null,null,"Кол.",{"$nulls":5},8,null,8]
["Основной склад",null,null,"БУ",{"$nulls":5},33267.84,null,33267.84]
[null,null,null,"Кол.",{"$nulls":5},8,null,8]
["Поступление товаров и услуг 00000000116 от 09.07.2015 16:01:52",null,null,"БУ",{"$nulls":5},33267.84,null,33267.84]
[null,null,null,"Кол.",{"$nulls":5},8,null,8]
["Сигнализатор загазованности природным газом С3-1 два порога",null,null,"БУ",{"$nulls":5},17768.16,null,17768.16]
[null,null,null,"Кол.",{"$nulls":5},9,null,9]
["Основной склад",null,null,"БУ",{"$nulls":5},17768.16,null,17768.16]
[null,null,null,"Кол.",{"$nulls":5},9,null,9]
["Поступление товаров и услуг 00000000116 от 09.07.2015 16:01:52",null,null,"БУ",{"$nulls":5},17768.16,null,17768.16]
[null,null,null,"Кол.",{"$nulls":5},9,null,9]
["Сигнализатор оксида углерода стационарный СОУ-1",null,null,"БУ",{"$nulls":5},22170,null,22170]
[null,null,null,"Кол.",{"$nulls":5},3,null,3]
["Основной склад",null,null,"БУ",{"$nulls":5},22170,null,22170]
[null,null,null,"Кол.",{"$nulls":5},3,null,3]
["Поступление товаров и услуг 00000000182 от 10.08.2015 12:00:02",null,null,"БУ",{"$nulls":5},22170,null,22170]
[null,null,null,"Кол.",{"$nulls":5},3,null,3]
["Сигнализатор стационарный СТГ-1-1 оксида углерода и взрвоопасности (один датчик СН4)",null,null,"БУ",{"$nulls":5},25080,null,25080]
[null,null,null,"Кол.",{"$nulls":5},2,null,2]
["Основной склад",null,null,"БУ",{"$nulls":5},25080,null,25080]
[null,null,null,"Кол.",{"$nulls":5},2,null,2]
["Поступление товаров и услуг 00000000005 от 14.01.2015 16:13:14",null,null,"БУ",{"$nulls":5},25080,null,25080]
[null,null,null,"Кол.",{"$nulls":5},2,null,2]
["Сигнализатор СТГ-1-1, ИБЯЛ.413411.056",null,null,"БУ",{"$nulls":5},22781,null,22781]
[null,null,null,"Кол.",{"$nulls":5},2,null,2]
["Основной склад",null,null,"БУ",{"$nulls":5},22781,null,22781]
[null,null,null,"Кол.",{"$nulls":5},2,null,2]
["Поступление товаров и услуг 00000000315 от 23.09.2015 14:49:06",null,null,"БУ",{"$nulls":5},22781,null,22781]
[null,null,null,"Кол.",{"$nulls":5},2,null,2]
["Сигнализатор уровня Pointek CLS 7ML5672-0DC01-0AB0-Z YO1",null,null,"БУ",{"$nulls":5},324242.52,null,324242.52]
[null,null,null,"Кол.",{"$nulls":5},4,null,4]
["Основной склад",null,null,"БУ",{"$nulls":5},324242.52,null,324242.52]
[null,null,null,"Кол.",{"$nulls":5},4,null,4]
["Поступление товаров и услуг 00000000241 от 14.09.2015 12:55:22",null,null,"БУ",{"$nulls":5},324242.52,null,324242.52]
[null,null,null,"Кол.",{"$nulls":5},4,null,4]
["Сирена 230В AC 106ДБ 1/2 ТОНА",null,null,"БУ",{"$nulls":5},34498.17,null,34498.17]
[null,null,null,"Кол.",{"$nulls":5},7,null,7]
["Основной склад",null,null,"БУ",{"$nulls":5},34498.17,null,34498.17]
[null,null,null,"Кол.",{"$nulls":5},7,null,7]
["Поступление товаров и услуг 00000000216 от 30.09.2014 10:59:59",null,null,"БУ",{"$nulls":5},8252.46,null,8252.46]
[null,null,null,"Кол.",{"$nulls":5},2,null,2]
["Поступление товаров и услуг 00000000113 от 15.07.2015 11:18:17",null,null,"БУ",{"$nulls":5},9562.78,null,9562.78]
[null,null,null,"Кол.",{"$nulls":5},2,null,2]
["Поступление товаров и услуг 00000000122 от 20.07.2015 15:53:30",null,null,"БУ",{"$nulls":5},5781.39,null,5781.39]
[null,null,null,"Кол.",{"$nulls":5},1,null,1]
["Поступление товаров и услуг 00000000261 от 24.09.2015 10:57:37",null,null,"БУ",{"$nulls":5},10901.54,null,10901.54]
[null,null,null,"Кол.",{"$nulls":5},2,null,2]
["Сирена сигнальная всепогодная 125ДБ ССВ-10.210.220",null,null,"БУ",10593.22,{"$nulls":6},10593.22]
[null,null,null,"Кол.",1,{"$nulls":6},1]
["Основной склад",null,null,"БУ",10593.22,{"$nulls":6},10593.22]
[null,null,null,"Кол.",1,{"$nulls":6},1]
["Поступление товаров и услуг 00000000251 от 10.10.2014 15:42:40",null,null,"БУ",10593.22,{"$nulls":6},10593.22]
[null,null,null,"Кол.",1,{"$nulls":6},1]
["Сирена ССВ-08.160 (220В)",null,null,"БУ",{"$nulls":5},45762.72,null,45762.72]
[null,null,null,"Кол.",{"$nulls":5},4,null,4]
["Основной склад",null,null,"БУ",{"$nulls":5},45762.72,null,45762.72]
[null,null,null,"Кол.",{"$nulls":5},4,null,4]
["Поступление товаров и услуг 00000000210 от 19.08.2015 15:36:46",null,null,"БУ",{"$nulls":5},22881.36,null,22881.36]
[null,null,null,"Кол.",{"$nulls":5},2,null,2]
["Поступление товаров и услуг 00000000388 от 16.11.2015 13:07:37",null,null,"БУ",{"$nulls":5},22881.36,null,22881.36]
[null,null,null,"Кол.",{"$nulls":5},2,null,2]
["Соединение НСН-14-G1/2-А",null,null,"БУ",{"$nulls":5},2880,null,null,null,2880]
[null,null,null,"Кол.",{"$nulls":5},24,null,null,null,24]
["Основной склад",null,null,"БУ",{"$nulls":5},2880,null,null,null,2880]
[null,null,null,"Кол.",{"$nulls":5},24,null,null,null,24]
["Поступление товаров и услуг 00000000299 от 01.10.2015 12:39:26",null,null,"БУ",{"$nulls":5},2880,null,null,null,2880]
[null,null,null,"Кол.",{"$nulls":5},24,null,null,null,24]
["Соединитель Parker M14MSC1/2N-316 ",null,null,"БУ",5858.12,{"$nulls":8},5858.12]
[null,null,null,"Кол.",4,{"$nulls":8},4]
["Основной склад",null,null,"БУ",5858.12,{"$nulls":8},5858.12]
[null,null,null,"Кол.",4,{"$nulls":8},4]
["Поступление товаров и услуг 00000000005 от 15.01.2014 13:12:40",null,null,"БУ",5858.12,{"$nulls":8},5858.12]
[null,null,null,"Кол.",4,{"$nulls":8},4]
["Стержень 1,0",null,null,"БУ",{"$nulls":5},576,null,576]
[null,null,null,"Кол.",{"$nulls":5},6,null,6]
["Основной склад",null,null,"БУ",{"$nulls":5},576,null,576]
[null,null,null,"Кол.",{"$nulls":5},6,null,6]
["Поступление товаров и услуг 00000000073 от 05.06.2015 14:21:05",null,null,"БУ",{"$nulls":5},384,null,384]
[null,null,null,"Кол.",{"$nulls":5},4,null,4]
["Поступление товаров и услуг 00000000186 от 17.08.2015 14:52:06",null,null,"БУ",{"$nulls":5},192,null,192]
[null,null,null,"Кол.",{"$nulls":5},2,null,2]
["Стяжка кабельная (хомут) 160х2,6 мм (уп.=100шт)",null,null,"БУ",686.4,{"$nulls":6},205.92,null,480.48]
[null,null,null,"Кол.",10,{"$nulls":6},3,null,7]
["Основной склад",null,null,"БУ",686.4,{"$nulls":6},205.92,null,480.48]
[null,null,null,"Кол.",10,{"$nulls":6},3,null,7]
["Поступление товаров и услуг 00000000087 от 30.05.2013 15:50:27",null,null,"БУ",686.4,{"$nulls":6},205.92,null,480.48]
[null,null,null,"Кол.",10,{"$nulls":6},3,null,7]
["Стяжка кабельная (Хомут) 250*3,6 (100 шт.) нейлон",null,null,"БУ",{"$nulls":5},127.36,null,127.36]
[null,null,null,"Кол.",{"$nulls":5},200,null,200]
["Основной склад",null,null,"БУ",{"$nulls":5},127.36,null,127.36]
[null,null,null,"Кол.",{"$nulls":5},200,null,200]
["Поступление товаров и услуг 00000000284 от 03.09.2013 15:41:19",null,null,"БУ",{"$nulls":5},127.36,null,127.36]
[null,null,null,"Кол.",{"$nulls":5},200,null,200]
["Термометр биметаллический 100 мм. Тип БТ-52.211 (0...100) с CrNi сталь, шток радиальный (снизу)",null,null,"БУ",1033.9,{"$nulls":4},1449.15,null,2483.05]
[null,null,null,"Кол.",2,{"$nulls":4},2,null,4]
["Основной склад",null,null,"БУ",1033.9,{"$nulls":4},1449.15,null,2483.05]
[null,null,null,"Кол.",2,{"$nulls":4},2,null,4]
["Поступление товаров и услуг 00000000276 от 19.11.2014 12:00:00",null,null,"БУ",1033.9,{"$nulls":6},1033.9]
[null,null,null,"Кол.",2,{"$nulls":6},2]
["Поступление товаров и услуг 00000000120 от 09.07.2015 16:01:53",null,null,"БУ",{"$nulls":5},1449.15,null,1449.15]
[null,null,null,"Кол.",{"$nulls":5},2,null,2]
["Термометр биметаллический Тип БТ-51.211 (0...120 С, G1/2, 250мм, кл.1,5)",null,null,"БУ",{"$nulls":5},2930.52,null,1465.26,null,1465.26]
[null,null,null,"Кол.",{"$nulls":5},4,null,2,null,2]
["Основной склад",null,null,"БУ",{"$nulls":5},2930.52,null,1465.26,null,1465.26]
[null,null,null,"Кол.",{"$nulls":5},4,null,2,null,2]
["Поступление товаров и услуг 00000000127 от 24.07.2015 15:02:15",null,null,"БУ",{"$nulls":5},2930.52,null,1465.26,null,1465.26]
[null,null,null,"Кол.",{"$nulls":5},4,null,2,null,2]
["Термопара ТС12,1200мм",null,null,"БУ",112551.87,{"$nulls":6},112551.87]
[null,null,null,"Кол.",7,{"$nulls":6},7]
["Основной склад",null,null,"БУ",112551.87,{"$nulls":6},112551.87]
[null,null,null,"Кол.",7,{"$nulls":6},7]
["Поступление товаров и услуг 00000000327 от 19.12.2014 12:00:00",null,null,"БУ",112551.87,{"$nulls":6},112551.87]
[null,null,null,"Кол.",7,{"$nulls":6},7]
["Термопара ТС12,1200мм",null,null,"БУ",60674.86,{"$nulls":6},60674.86]
[null,null,null,"Кол.",4,{"$nulls":6},4]
["Основной склад",null,null,"БУ",60674.86,{"$nulls":6},60674.86]
[null,null,null,"Кол.",4,{"$nulls":6},4]
["Поступление товаров и услуг 00000000327 от 19.12.2014 12:00:00",null,null,"БУ",60674.86,{"$nulls":6},60674.86]
[null,null,null,"Кол.",4,{"$nulls":6},4]
["Термопреобразователь дТС045-50М.В3.80",null,null,"БУ",{"$nulls":5},2760,null,2760]
[null,null,null,"Кол.",{"$nulls":5},4,null,4]
["Основной склад",null,null,"БУ",{"$nulls":5},2760,null,2760]
[null,null,null,"Кол.",{"$nulls":5},4,null,4]
["Поступление товаров и услуг 00000000122 от 20.07.2015 15:53:30",null,null,"БУ",{"$nulls":5},2760,null,2760]
[null,null,null,"Кол.",{"$nulls":5},4,null,4]
["Термопреобразователь сопротивления TR12, чувствительный элемент: Pt100, D:280мм, TR12-AAA1SDC300A0",null,null,"БУ",{"$nulls":5},156571.59,null,156571.59]
[null,null,null,"Кол.",{"$nulls":5},8,null,8]
["Основной склад",null,null,"БУ",{"$nulls":5},156571.59,null,156571.59]
[null,null,null,"Кол.",{"$nulls":5},8,null,8]
["Поступление товаров и услуг 00000000361 от 30.10.2015 17:22:29",null,null,"БУ",{"$nulls":5},156571.59,null,156571.59]
[null,null,null,"Кол.",{"$nulls":5},8,null,8]
["Термопреобразователь сопротивления TR12, чувствительный элемент: Pt100, K:520мм, TR12-AAA1SKC300A0",null,null,"БУ",{"$nulls":5},43570.19,null,43570.19]
[null,null,null,"Кол.",{"$nulls":5},2,null,2]
["Основной склад",null,null,"БУ",{"$nulls":5},43570.19,null,43570.19]
[null,null,null,"Кол.",{"$nulls":5},2,null,2]
["Поступление товаров и услуг 00000000361 от 30.10.2015 17:22:29",null,null,"БУ",{"$nulls":5},43570.19,null,43570.19]
[null,null,null,"Кол.",{"$nulls":5},2,null,2]
["Термопреобразователь сопротивления TR12, чувствительный элемент: Pt100, M:700мм, TR12-AAA1SMC300A0",null,null,"БУ",{"$nulls":5},45045.95,null,45045.95]
[null,null,null,"Кол.",{"$nulls":5},2,null,2]
["Основной склад",null,null,"БУ",{"$nulls":5},45045.95,null,45045.95]
[null,null,null,"Кол.",{"$nulls":5},2,null,2]
["Поступление товаров и услуг 00000000361 от 30.10.2015 17:22:29",null,null,"БУ",{"$nulls":5},45045.95,null,45045.95]
[null,null,null,"Кол.",{"$nulls":5},2,null,2]
["Термопреобразователь сопротивления TR12, чувствительный элемент: Pt100, X:1.200мм, TR12-AAA1SXC300A0",null,null,"БУ",{"$nulls":5},209699.12,null,209699.12]
[null,null,null,"Кол.",{"$nulls":5},8,null,8]
["Основной склад",null,null,"БУ",{"$nulls":5},209699.12,null,209699.12]
[null,null,null,"Кол.",{"$nulls":5},8,null,8]
["Поступление товаров и услуг 00000000361 от 30.10.2015 17:22:29",null,null,"БУ",{"$nulls":5},209699.12,null,209699.12]
[null,null,null,"Кол.",{"$nulls":5},8,null,8]
["Термопреобразователь сопротивления TR12, чувствительный элемент: Pt100, Е:340мм, TR12-AAA1SEC300A0",null,null,"БУ",{"$nulls":5},121855.99,null,121855.99]
[null,null,null,"Кол.",{"$nulls":5},6,null,6]
["Основной склад",null,null,"БУ",{"$nulls":5},121855.99,null,121855.99]
[null,null,null,"Кол.",{"$nulls":5},6,null,6]
["Поступление товаров и услуг 00000000361 от 30.10.2015 17:22:29",null,null,"БУ",{"$nulls":5},121855.99,null,121855.99]
[null,null,null,"Кол.",{"$nulls":5},6,null,6]
["Термопреобразователь сопротивления ТСП",null,null,"БУ",{"$nulls":5},6500,null,650,null,5850]
[null,null,null,"Кол.",{"$nulls":5},10,null,1,null,9]
["Основной склад",null,null,"БУ",{"$nulls":5},6500,null,650,null,5850]
[null,null,null,"Кол.",{"$nulls":5},10,null,1,null,9]
["Поступление товаров и услуг 00000000295 от 06.10.2015 13:40:37",null,null,"БУ",{"$nulls":5},6500,null,650,null,5850]
[null,null,null,"Кол.",{"$nulls":5},10,null,1,null,9]
["Термопреобразователь сопротивления ТСП 9508.165-01",null,null,"БУ",{"$nulls":5},67200,null,67200]
[null,null,null,"Кол.",{"$nulls":5},12,null,12]
["Основной склад",null,null,"БУ",{"$nulls":5},67200,null,67200]
[null,null,null,"Кол.",{"$nulls":5},12,null,12]
["Поступление товаров и услуг 00000000144 от 28.07.2015 11:56:30",null,null,"БУ",{"$nulls":5},44800,null,44800]
[null,null,null,"Кол.",{"$nulls":5},8,null,8]
["Поступление товаров и услуг 00000000338 от 15.10.2015 12:56:31",null,null,"БУ",{"$nulls":5},22400,null,22400]
[null,null,null,"Кол.",{"$nulls":5},4,null,4]
["Термопреобразователь сопротивления ТСП 9508.165-03",null,null,"БУ",{"$nulls":5},45600,null,45600]
[null,null,null,"Кол.",{"$nulls":5},8,null,8]
["Основной склад",null,null,"БУ",{"$nulls":5},45600,null,45600]
[null,null,null,"Кол.",{"$nulls":5},8,null,8]
["Поступление товаров и услуг 00000000144 от 28.07.2015 11:56:30",null,null,"БУ",{"$nulls":5},22800,null,22800]
[null,null,null,"Кол.",{"$nulls":5},4,null,4]
["Поступление товаров и услуг 00000000338 от 15.10.2015 12:56:31",null,null,"БУ",{"$nulls":5},22800,null,22800]
[null,null,null,"Кол.",{"$nulls":5},4,null,4]
["Термопреобразователь ТХК-2088",null,null,"БУ",{"$nulls":5},2100,null,2100]
[null,null,null,"Кол.",{"$nulls":5},2,null,2]
["Основной склад",null,null,"БУ",{"$nulls":5},2100,null,2100]
[null,null,null,"Кол.",{"$nulls":5},2,null,2]
["Поступление товаров и услуг 00000000122 от 20.07.2015 15:53:30",null,null,"БУ",{"$nulls":5},1050,null,1050]
[null,null,null,"Кол.",{"$nulls":5},1,null,1]
["Поступление товаров и услуг 00000000192 от 20.08.2015 15:21:09",null,null,"БУ",{"$nulls":5},1050,null,1050]
[null,null,null,"Кол.",{"$nulls":5},1,null,1]
["Термостат 0...60С IP30 1НО, 10А на охлаждение NCYCCOTHO",null,null,"БУ",6307.91,{"$nulls":8},6307.91]
[null,null,null,"Кол.",7,{"$nulls":8},7]
["Основной склад",null,null,"БУ",6307.91,{"$nulls":8},6307.91]
[null,null,null,"Кол.",7,{"$nulls":8},7]
["Поступление товаров и услуг 00000000128 от 11.07.2014 0:00:03",null,null,"БУ",6307.91,{"$nulls":8},6307.91]
[null,null,null,"Кол.",7,{"$nulls":8},7]
["Труба бесшовная 14х2, ГОСТ 8734-75",null,null,"БУ",10100,{"$nulls":4},10339,null,20094.79,null,344.21]
[null,null,null,"Кол.",100,{"$nulls":4},128.8,null,224,null,4.8]
["Основной склад",null,null,"БУ",10100,{"$nulls":4},10339,null,20094.79,null,344.21]
[null,null,null,"Кол.",100,{"$nulls":4},128.8,null,224,null,4.8]
["Поступление товаров и услуг 00000000332 от 26.12.2014 12:00:02",null,null,"БУ",10100,{"$nulls":6},10100]
[null,null,null,"Кол.",100,{"$nulls":6},100]
["Поступление товаров и услуг 00000000122 от 20.07.2015 15:53:30",null,null,"БУ",{"$nulls":5},3168,null,3168]
[null,null,null,"Кол.",{"$nulls":5},28.8,null,28.8]
["Поступление товаров и услуг 00000000327 от 16.10.2015 16:54:37",null,null,"БУ",{"$nulls":5},7171,null,6826.79,null,344.21]
[null,null,null,"Кол.",{"$nulls":5},100,null,95.2,null,4.8]
["Труба ПВХ гибкая армированная Dвнутр.=16мм/Dвнеш.=20,2мм ДКС",null,null,"БУ",833.25,{"$nulls":4},151.5,null,984.75]
[null,null,null,"Кол.",25,{"$nulls":4},5,null,30]
["Основной склад",null,null,"БУ",833.25,{"$nulls":4},151.5,null,984.75]
[null,null,null,"Кол.",25,{"$nulls":4},5,null,30]
["Поступление товаров и услуг 00000000332 от 03.10.2013 0:00:00",null,null,"БУ",{"$nulls":5},151.5,null,151.5]
[null,null,null,"Кол.",{"$nulls":5},5,null,5]
["Поступление товаров и услуг 00000000128 от 11.07.2014 0:00:03",null,null,"БУ",833.25,{"$nulls":6},833.25]
[null,null,null,"Кол.",25,{"$nulls":6},25]
["Тягонапоромер ТНМП52 -М2 +/-0,2 кПа",null,null,"БУ",3392.36,{"$nulls":4},6554.24,null,3392.36,null,6554.24]
[null,null,null,"Кол.",3,{"$nulls":4},6,null,3,null,6]
["Основной склад",null,null,"БУ",3392.36,{"$nulls":4},6554.24,null,3392.36,null,6554.24]
[null,null,null,"Кол.",3,{"$nulls":4},6,null,3,null,6]
["Поступление товаров и услуг 00000000350 от 10.10.2013 17:33:09",null,null,"БУ",2250.02,{"$nulls":6},2250.02]
[null,null,null,"Кол.",2,{"$nulls":6},2]
["Поступление товаров и услуг 00000000367 от 25.10.2013 14:10:58",null,null,"БУ",1142.34,{"$nulls":6},1142.34]
[null,null,null,"Кол.",1,{"$nulls":6},1]
["Поступление товаров и услуг 00000000080 от 08.06.2015 13:23:03",null,null,"БУ",{"$nulls":5},6554.24,null,null,null,6554.24]
[null,null,null,"Кол.",{"$nulls":5},6,null,null,null,6]
["Устройство контроля конечное УКК",null,null,"БУ",425,{"$nulls":8},425]
[null,null,null,"Кол.",1,{"$nulls":8},1]
["Основной склад",null,null,"БУ",425,{"$nulls":8},425]
[null,null,null,"Кол.",1,{"$nulls":8},1]
["Поступление товаров и услуг 00000000236 от 06.10.2014 15:08:14",null,null,"БУ",425,{"$nulls":8},425]
[null,null,null,"Кол.",1,{"$nulls":8},1]
["Цоколь логический CR-M4LS для реле CR-M 2/4ПК (1SVR405651R3100)",null,null,"БУ",1070,{"$nulls":8},1070]
[null,null,null,"Кол.",10,{"$nulls":8},10]
["Основной склад",null,null,"БУ",1070,{"$nulls":8},1070]
[null,null,null,"Кол.",10,{"$nulls":8},10]
["Поступление товаров и услуг 00000000128 от 11.07.2014 0:00:03",null,null,"БУ",1070,{"$nulls":8},1070]
[null,null,null,"Кол.",10,{"$nulls":8},10]
["Частотный преобразователь VFS15-4055PL-W",null,null,"БУ",{"$nulls":5},30091.9,null,30091.9]
[null,null,null,"Кол.",{"$nulls":5},1,null,1]
["Основной склад",null,null,"БУ",{"$nulls":5},30091.9,null,30091.9]
[null,null,null,"Кол.",{"$nulls":5},1,null,1]
["Поступление товаров и услуг 00000000155 от 29.07.2015 15:16:50",null,null,"БУ",{"$nulls":5},30091.9,null,30091.9]
[null,null,null,"Кол.",{"$nulls":5},1,null,1]
["Шайба медная 21*31*1,5",null,null,"БУ",1694.92,{"$nulls":4},8474.58,null,3194.92,null,6974.58]
[null,null,null,"Кол.",200,{"$nulls":4},1000,null,377,null,823]
["Основной склад",null,null,"БУ",1694.92,{"$nulls":4},8474.58,null,3194.92,null,6974.58]
[null,null,null,"Кол.",200,{"$nulls":4},1000,null,377,null,823]
["Поступление товаров и услуг 00000000309 от 02.12.2014 15:31:56",null,null,"БУ",1694.92,{"$nulls":6},1694.92]
[null,null,null,"Кол.",200,{"$nulls":6},200]
["Поступление товаров и услуг 00000000183 от 12.08.2015 12:03:01",null,null,"БУ",{"$nulls":5},8474.58,null,1500,null,6974.58]
[null,null,null,"Кол.",{"$nulls":5},1000,null,177,null,823]
["Шайба медная для БП01-М20*1,5 (G1/2)",null,null,"БУ",1186.44,{"$nulls":6},777.11,null,409.33]
[null,null,null,"Кол.",200,{"$nulls":6},131,null,69]
["Основной склад",null,null,"БУ",1186.44,{"$nulls":6},777.11,null,409.33]
[null,null,null,"Кол.",200,{"$nulls":6},131,null,69]
["Поступление товаров и услуг 00000000288 от 11.11.2014 14:35:36",null,null,"БУ",1186.44,{"$nulls":6},777.11,null,409.33]
[null,null,null,"Кол.",200,{"$nulls":6},131,null,69]
["Шайба медная для БП01-М27*2,0 (G3/4)",null,null,"БУ",84.75,{"$nulls":6},84.75]
[null,null,null,"Кол.",10,{"$nulls":6},10]
["Основной склад",null,null,"БУ",84.75,{"$nulls":6},84.75]
[null,null,null,"Кол.",10,{"$nulls":6},10]
["Поступление товаров и услуг 00000000288 от 11.11.2014 14:35:36",null,null,"БУ",84.75,{"$nulls":6},84.75]
[null,null,null,"Кол.",10,{"$nulls":6},10]
["Штуцер подвижный ШП М20*1,5. 10,5",null,null,"БУ",{"$nulls":5},804,null,804]
[null,null,null,"Кол.",{"$nulls":5},2,null,2]
["Основной склад",null,null,"БУ",{"$nulls":5},804,null,804]
[null,null,null,"Кол.",{"$nulls":5},2,null,2]
["Поступление товаров и услуг 00000000071 от 05.06.2015 14:21:04",null,null,"БУ",{"$nulls":5},402,null,402]
[null,null,null,"Кол.",{"$nulls":5},1,null,1]
["Поступление товаров и услуг 00000000186 от 17.08.2015 14:52:06",null,null,"БУ",{"$nulls":5},402,null,402]
[null,null,null,"Кол.",{"$nulls":5},1,null,1]
["Итого",null,null,"БУ",1631034.81,{"$nulls":4},10963699.28,null,12051048.91,null,543685.18]
[null,null,null,"Кол.",2521.237,{"$nulls":4},14085.4,null,11388.6,null,5218.037]
[]
[]
["Ответственный:",null,"Главный бухгалтер"]
[null,null,"(должность)",null,null,null,"(подпись)",null,null,null,"(расшифровка подписи)"]